## Sheet1
Itemname | ItemCode | ItemGroup | ItemType | Description | CartPrice | Itemtracking | BaseUnit
1 PORT SERIAL WAN INTERFACE CARD (WIC-1T) | I000002 | SDHIDATEQ | A | Test1 | 45 | C | Nos.
10 PAIR 0.5MM ARMOURED EXTERNAL CABLE | I000006 | OCRITICAL-ITEMS | A | Test2 | 46 | C | Mtr
10 PAIR 0.5MM NON ARMOURED EXTERNAL CABLE | I000007 | OCRITICAL-ITEMS | A | Test3 | 47 | C | Mtr
10 PAIR NON SCREEN INTERNAL CABLE | I000008 | OCRITICAL-ITEMS | A | Test4 | 48 | C | Roll
10 PAIR SCREENED INTERNAL CABLE 100M/REELS (CW1308) | I000009 | OCRITICAL-ITEMS | A | Test5 | 49 | C | Roll
100 BASE TX/FX CONVERTOR ST TYPE MULTIMODE | I000011 | OMISC | A | Test6 | 50 | C | Nos.
100 PAIR 0.4MM DIA. ARMOURED EXTERNAL CABLE | I000012 | OLINPLNT | A | Test7 | 51 | C | Mtr
100 PAIR 0.5MM ARMOURED EXTERNAL CABLE | I000015 | OCRITICAL-ITEMS | A | Test8 | 52 | C | Mtr
100 PAIR 0.5MM NON ARMOURED EXTERNAL CABLE | I000018 | OCRITICAL-ITEMS | A | Test9 | 53 | C | Mtr
100+4 PAIR 0.4MM DIA. NON ARMOURED EXTERNAL CABLE | I000019 | SLINPLNT | A | Test10 | 54 | C | Mtr
2 PAIR 0.5MM NON ARMOURED EXTERNAL CABLE | I000026 | OCRITICAL-ITEMS | A | Test11 | 55 | C | Mtr
20 PAIR 0.5MM DIA. ARMOURED EXTERNAL CABLE | I000032 | OLINPLNT | A | Test12 | 56 | C | Mtr
20 PAIR 0.5MM ARMOURED EXTERNAL CABLE | I000034 | OCRITICAL-ITEMS | A | Test13 | 57 | C | Mtr
20 PAIR 0.5MM NON ARMOURED EXTERNAL CABLE | I000037 | OCRITICAL-ITEMS | A | Test14 | 58 | C | Mtr
20 PAIR SCREENED INTERNAL CABLE 100M/REELS (CW1308) | I000039 | OCRITICAL-ITEMS | A | Test15 | 59 | C | Roll
200 PAIR INTERNAL MDF CABLE | I000042 | OLINPLNT | A | Test16 | 60 | C | Nos.
200+4 PAIR 0.4MM DIA. NON ARMOURED EXTERNAL CABLE | I000045 | SLINPLNT | A | Test17 | 61 | C | Mtr
25 PAIR SCREENED INTERNAL CABLE 100M/REELS (CW1308) | I000048 | OCRITICAL-ITEMS | A | Test18 | 62 | C | Roll
3 PAIR PLAIN SCREENED INDOOR CABLE 100M/REELS | I000055 | SLINPLNT | A | Test19 | 63 | C | Roll
30 PAIR 0.5MM ARMOURED EXTERNAL CABLE | I000058 | OCRITICAL-ITEMS | A | Test20 | 64 | C | Mtr
30 PAIR 0.5MM NON ARMOURED EXTERNAL CABLE | I000059 | OCRITICAL-ITEMS | A | Test21 | 65 | C | Mtr
300+4 PAIR 0.4MM DIA. NON ARMOURED EXTERNAL CABLE | I000060 | CLINPLNT | A | Test22 | 66 | C | Mtr
3000F (3297 ML) FOIL UNIPAK | I000061 | OINSTMAT | A | Test23 | 67 | C | Nos.
V24 CTI INTERFACE MODULE P/N:3GV27015AB | I000072 | SPABXSPR | A | Test24 | 68 | C | Nos.
5 PAIR 0.5MM ARMOURED EXTERNAL CABLE | I000081 | OCRITICAL-ITEMS | A | Test25 | 69 | C | Mtr
5 PAIR 0.5MM NON ARMOURED EXTERNAL CABLE | I000083 | OCRITICAL-ITEMS | A | Test26 | 70 | C | Mtr
50 PAIR 0.5MM ARMOURED EXTERNAL CABLE | I000087 | OCRITICAL-ITEMS | A | Test27 | 71 | C | Mtr
50 PAIR 0.5MM NON ARMOURED EXTERNAL CABLE | I000090 | OCRITICAL-ITEMS | A | Test28 | 72 | C | Mtr
50 PAIR NON SCREENED INTERNAL CABLE 100M/REELS (CW1308) | I000091 | OCRITICAL-ITEMS | A | Test29 | 73 | C | Roll
600+4 PAIR 0.4MM DIA.NON ARMOURED EXTERNAL CABLE | I000094 | OLINPLNT | A | Test30 | 74 | C | Mtr
RACK ATS 2U (AP7724) | I000116 | CMISC | A | Test31 | 75 | C | Nos.
RACK PDU BASIC ZERO U (AP7553) | I000117 | CMISC | A | Test32 | 76 | C | Nos.
RACK PDU BASIC 1U | I000120 | CMISC | A | Test33 | 77 | C | Nos.
RACK PDU METERED 2U (AP7822) | I000121 | CMISC | A | Test34 | 78 | C | Nos.
ACCESSORIES | I000122 | CINSTMAT | A | Test35 | 79 | C | Nos.
RACK PDU 2G METERED ZERO U (AP8853) | I000123 | CMISC | A | Test36 | 80 | C | Nos.
POWER CORD KIT C13 TO C14 (AP8702R) | I000124 | CMISC | A | Test37 | 81 | C | Nos.
POWER CORD KIT C13 TO C14 (AP8702S) | I000125 | CMISC | A | Test38 | 82 | C | Nos.
POWER CORD KIT C19 TO C20 (AP8712R) | I000126 | CMISC | A | Test39 | 83 | C | Nos.
POWER CORD KIT C19 TO C20 (AP8712S) | I000127 | CMISC | A | Test40 | 84 | C | Nos.
RACK PDU 2G SWITCHED ZERO U (AP8981) | I000128 | CMISC | A | Test41 | 85 | C | Nos.
CORDLESS HAMMER DRILL | I000129 | CTOOLS | A | Test42 | 86 | C | Nos.
SC/UPC - SC/UPC FIBRE PATCHCORD SM, 1M, 0.9MM | I000137 | SOPFIBRNTWK | A | Test43 | 87 | C | Nos.
SC/SC PATCHCORD, 62.5/125UM MM, SIMPLEX, 1M | I000138 | SOTHTELEQ | A | Test44 | 88 | C | Nos.
HUAWEI OPTICAL COUPLER , MULTIMODE , 2*2 , 850NM , 1M LONG | I000163 | OMSANEQACC | A | Test45 | 89 | C | Nos.
HUAWEI PATCH CORD FC/PC,SC/PC SINGLE MODE | I000166 | SMSANEQACC | A | Test46 | 90 | C | Nos.
SUN-SC-1M-SM-SX-0.9P:SC/PC PIGTAIL SM (1MTR) 0.9MM | I000171 | OCRITICAL-ITEMS | A | Test47 | 91 | C | Nos.
ADSL MICRO FILTER/SPLITTER | I000200 | OCRITICAL-ITEMS | A | Test48 | 92 | C | Nos.
ADSL MODEM/ROUTER NETGEAR DM602 | I000203 | SMODROUT | A | Test49 | 93 | C | Nos.
ADSL USB MODEM DSL206U AZTECH | I000205 | SMODROUT | A | Test50 | 94 | C | Nos.
ADSL2+ 4PORT ROUTER | I000207 | SMODROUT | A | Test51 | 95 | C | Nos.
SGL4-10B2: GROUNDING KIT | I000211 | OTOOLS | A | Test52 | 96 | C | Nos.
ANALOG INTERFACE BOARD SLI8-2 P/N:3EH73092AC | I000240 | OCRITICAL-ITEMS | A | Test53 | 97 | C | Nos.
ANALOG PUBLIC ACCESS BOARD APA4 P/N:3EH73031BE | I000241 | OCRITICAL-ITEMS | A | Test54 | 98 | C | Nos.
ANALOG PUBLIC ACCESS BOARD APA8 P/N:3EH73031AE | I000242 | OCRITICAL-ITEMS | A | Test55 | 99 | C | Nos.
GROUNDING KIT:TYPE 242948 | I000254 | OANTMAST | A | Test56 | 100 | C | Nos.
AMC DEBIT CARD READER SINGLE TRK | I000256 | OMISC | A | Test57 | 101 | C | Nos.
ANALOG SLI16-2 BOARD P/N:3EH73092AB | I000267 | OCRITICAL-ITEMS | A | Test58 | 102 | C | Nos.
ANALOG INTERFACE BOARD SLI8-1 OXO P/N:3EH73052AC | I000268 | SPABXSPR | A | Test59 | 103 | C | Nos.
APPLICATION FOR PRE-PAID SERVICE | I000306 | OSTNMAT | A | Test60 | 104 | C | Nos.
ASMI-52/X21/2W MODEM | I000318 | SDHIDATEQ | A | Test61 | 105 | C | Nos.
ASSY GROUND CABLE | I000325 | OMISC | A | Test62 | 106 | C | Nos.
ASSY HKSW HOUSING | I000326 | OMISC | A | Test63 | 107 | C | Nos.
BATTERY SWITCH | I000454 | OGENTSP | A | Test64 | 108 | C | Nos.
ADAPTER SC/PC | I000515 | OTRNCNEWEQ | A | Test65 | 109 | C | Nos.
BEND PVC 57A, 14.3 OD, 3.4 MM | I000545 | SINSTMAT | A | Test66 | 110 | C | Nos.
BETTER BURIED JOINT CLOSURE BB2X24-SB/SC,DC-LHS | I000550 | OINSTMAT | A | Test67 | 111 | C | Box
BETTER BURIED JOINT CLOSURE BB3X24 SB/SC,DC-LHS | I000551 | OINSTMAT | A | Test68 | 112 | C | Nos.
BETTER BURIED JOINT CLOSURE BB4X24 SB/SC,DC-LHS | I000552 | OINSTMAT | A | Test69 | 113 | C | Nos.
BILLING ENVELOPES (500 NOS/BOX) | I000559 | OSTNMAT | A | Test70 | 114 | C | Box
BILLING FORMS 70GSM (2000 FORMS/BOX) | I000560 | OSTNMAT | A | Test71 | 115 | C | Box
BOARD POWER SUPPLY | I000616 | OMISC | A | Test72 | 116 | C | Nos.
BOOT PLUGS CAT5 (BLUE) | I000646 | OCRITICAL-ITEMS | A | Test73 | 117 | C | Nos.
BOOT PLUGS,CAT5 GREEN | I000647 | SDHIDATEQ | A | Test74 | 118 | C | Nos.
BOOT PLUGS CAT5 (GREY) | I000648 | OCRITICAL-ITEMS | A | Test75 | 119 | C | Nos.
BOOT PLUGS CAT5 (RED) | I000649 | OCRITICAL-ITEMS | A | Test76 | 120 | C | Nos.
BOOT PLUGS CAT5 (WHITE) | I000650 | OCRITICAL-ITEMS | A | Test77 | 121 | C | Nos.
BOOT PLUGS CAT5 (YELLOW) | I000651 | OCRITICAL-ITEMS | A | Test78 | 122 | C | Nos.
300GB 10K SAS – HARD DISK | I000710 | OSRVRACS | A | Test79 | 123 | C | Nos.
1-PORT ISDN BRI U INTERFACE HIGH-SPEED WAN INTERFACE CARD | I000755 | SSRVRACS | A | Test80 | 124 | C | Nos.
BUTTON DIAL UNMARKED SC | I000758 | OMISC | A | Test81 | 125 | C | Nos.
CABLE CLIPS 5MM (BOX OF 100) | I000786 | SMAINTSP | A | Test82 | 126 | C | Box
CABLE CLIPS 9MM | I000789 | OMISC | A | Test83 | 127 | C | Box
LATTICE TOWER 30M | I000824 | CANTMAST | A | Test84 | 128 | C | Nos.
LATTICE TOWER 24M (SLIM) | I000826 | CANTMAST | A | Test85 | 129 | C | Nos.
2 PORT GIGABIT ETHERNET SWITCHING PROCESSING BOARD | I000842 | CTRNCNEWEQ | A | Test86 | 130 | C | Nos.
SC/UPC - SC/UPC FIBRE PATCHCORD SM, 20M, 0.9MM | I000851 | OTRNCNEWEQ | A | Test87 | 131 | C | Nos.
OFOAPCS00:FIXED OPTICAL ATTENUATOR(PCS) | I000852 | OTRNCNEWEQ | A | Test88 | 132 | C | Nos.
CABLE TIE 12'' BLACK (PKT OF 100) | I000861 | OCRITICAL-ITEMS | A | Test89 | 133 | C | Pkt
CABLE TIE 6'' BLACK (PKT OF 100) | I000864 | OCRITICAL-ITEMS | A | Test90 | 134 | C | Pkt
CABLE TY1 64PTS DIN 15M P/N:3BA58020AB | I000870 | OCRITICAL-ITEMS | A | Test91 | 135 | C | Nos.
CABLE TY2 96PTS DIN 25M | I000871 | SPABXSPR | A | Test92 | 136 | C | Nos.
5220B 4-WIRE G.SHDSL.BIS ATM ROUTER WITH 4 LAN PORTS | I000893 | SWIFIEQUIP | A | Test93 | 137 | C | Nos.
ELLIPTICAL WAVEGUIDE 6.425 - 7.125 GHZ STD: AN-EW63 | I000925 | CANTMAST | A | Test94 | 138 | C | Nos.
DUAL POLARIZED ANTENNA: TDJH-182018DE-65F | I000936 | CANTMAST | A | Test95 | 139 | C | Nos.
OMNI ANTENNA: TQJ-2010T0 | I000938 | CANTMAST | A | Test96 | 140 | C | Nos.
TNC CONNECTORS | I000992 | OINSTMAT | A | Test97 | 141 | C | Nos.
GROUND KIT FOR CNT 400 | I000993 | OINSTMAT | A | Test98 | 142 | C | Nos.
FEEDER TROUGH (4 HOLES) | I000994 | OINSTMAT | A | Test99 | 143 | C | Nos.
CABLE BOOT | I000995 | OINSTMAT | A | Test100 | 144 | C | Nos.
CABLE BOOT 1/2" | I000996 | OINSTMAT | A | Test101 | 145 | C | Nos.
HUAWEI PATCH CORD SM 3M (SC/APC-SC/APC)GREEN | I001016 | SMSANEQACC | A | Test102 | 146 | C | Nos.
MICROWAVE ANT. U6G 1200 HP DUAL POL. SEP MOUNT:HPX4-65-D3A/B | I001029 | CANTMAST | A | Test103 | 147 | C | Nos.
MICROWAVE ANT. U6G 1800 HP DUAL POL. SEP MOUNT:HPX6-65-D1A/F | I001030 | CANTMAST | A | Test104 | 148 | C | Nos.
MICROWAVE ACC. CLUMP FOR HE-65B NEC 6G 5000S C23 TYPE 1EA/M | I001035 | OANTMAST | A | Test105 | 149 | C | Nos.
MICROWAVE ACC.CONN. FOR HE-65B NEC 6G 5000S PDR70 1PR/GAS IN | I001036 | OINSTMAT | A | Test106 | 150 | C | Nos.
MICROWAVE ACC.GROUNDING BOX FOR HE-65B NEC 6G 5000S/ENG.DOC | I001037 | OINSTMAT | A | Test107 | 151 | C | Nos.
MICROWAVE ACC.WALL ENTRY FOR HE-65B NEC 6G 5000S / ENG. DOC | I001038 | OINSTMAT | A | Test108 | 152 | C | Nos.
FIBER PATCH CORD ST-ST 3M SM SIMPLEX | I001070 | CINSTMAT | A | Test109 | 153 | C | Nos.
FIBER PATCH CORD ST-SC/APC 3M SM SIMPLEX | I001071 | OINSTMAT | A | Test110 | 154 | C | Nos.
SC/LC MM FIBER PATCH CORD 3M LENGTH | I001081 | OINSTMAT | A | Test111 | 155 | C | Nos.
HEX KEY SET (9PCS EXTRA LONG ARM BALL POINT) | I001089 | OTOOLS | A | Test112 | 156 | C | Nos.
ENVELOPES 4 X 9 | I001233 | OSTNMAT | A | Test113 | 157 | C | Nos.
CAT5E RJ45 KEYSTONE JACK | I001234 | OCRITICAL-ITEMS | A | Test114 | 158 | C | Nos.
CAT6 KEYSTONE JACK | I001237 | OCRITICAL-ITEMS | A | Test115 | 159 | C | Nos.
CBRMA CONNECTING BOX | I001244 | SPABXSPR | A | Test116 | 160 | C | Nos.
CAMERA HOUSING (OUT DOOR) 230 VAC | I001275 | SSURVLNCE | A | Test117 | 161 | C | Nos.
DIPLEXER MOUNTING KIT 5-11G: MSK7234 | I001316 | OTRNACCEQ | A | Test118 | 162 | C | Nos.
OFFICE SHOES FOR WOMEN | I001326 | OUNIFMAT | A | Test119 | 163 | C | Nos.
ANTENNA, A07S12HAC, 7.125GHZ-8.500GHZ, 37.3DBI-2.2DEG,1.2MTR | I001351 | CANTMAST | A | Test120 | 164 | C | Nos.
CONCRETE NAILS (16MM BLACK) | I001366 | SMAINTSP | A | Test121 | 165 | C | Box
CONCRETE NAILS 2.0 X 15MM | I001367 | SPABXIMAT | A | Test122 | 166 | C | Nos.
CONNECTING CABLE FOR EXTERNAL BATTERY | I001371 | SPABXSPR | A | Test123 | 167 | C | Nos.
CONNECTOR SHELL D TYPE 25 WAY | I001429 | SPABXIMAT | A | Test124 | 168 | C | Nos.
CONNECTOR SHELL D TYPE 9 WAY | I001430 | SPABXIMAT | A | Test125 | 169 | C | Nos.
CONTROLLER PS-30 MC; 30/24VDC | I001459 | OMISC | A | Test126 | 170 | C | Nos.
CAT6 PATCH CORD (0.5 MTRS) BLACK COLOUR | I001470 | SOPFIBRNTWK | A | Test127 | 171 | C | Nos.
CORRUGATED CONDUIT PIPE (16MM BLACK) | I001481 | OCRITICAL-ITEMS | A | Test128 | 172 | C | Roll
CORRUGATED CONDUIT PIPE (20MM BLACK) | I001482 | OCRITICAL-ITEMS | A | Test129 | 173 | C | Nos.
CORRUGATED CONDUIT PIPE (25MM BLACK) | I001483 | OCRITICAL-ITEMS | A | Test130 | 174 | C | Roll
PRINTER CARTRIDGE DELL 1130/1130N BLACK | I001532 | OSTNMAT | A | Test131 | 175 | C | Nos.
COVER STRIP | I001545 | SINSTMAT | A | Test132 | 176 | C | Pcs
COXIAL RG58 CABLE | I001556 | SMOBACC | A | Test133 | 177 | C | Mtr
F000FSL00:OPTICAL PATCH CORD | I001632 | CTRNACCEQ | A | Test134 | 178 | C | Nos.
DECT4 BOARD WITH 4DMOD CARD | I001665 | SPABXSPR | A | Test135 | 179 | C | Nos.
3300 MEE II CONTROLLER P/N:50006211 | I001674 | OCRITICAL-ITEMS | A | Test136 | 180 | C | Nos.
AX CONTROLLER CARD P/N:50006508 | I001675 | OCRITICAL-ITEMS | A | Test137 | 181 | C | Nos.
3300 MXE III 160G SATA HDD P/N:50006513 | I001676 | SPABXSPR | A | Test138 | 182 | C | Nos.
5320 IP PHONE (MITEL) P/N:50006191 | I001678 | OCRITICAL-ITEMS | A | Test139 | 183 | C | Nos.
BRI CARD P/N:50004070 | I001688 | OCRITICAL-ITEMS | A | Test140 | 184 | C | Nos.
50006431:MXE III RAID SUB-SYSTEM | I001689 | OCRITICAL-ITEMS | A | Test141 | 185 | C | Nos.
LRS CHASSIS P/N:LRS-24B/48R/CM2/UTP | I001690 | OOTHTELEQ | A | Test142 | 186 | C | Nos.
DIGITAL INTERFACES BOARD UAI8 P/N:3EH73005AC | I001696 | OCRITICAL-ITEMS | A | Test143 | 187 | C | Nos.
DIGITAL INTERFACES BOARD UAI16-1 P/N:3EH73050AB | I001697 | OCRITICAL-ITEMS | A | Test144 | 188 | C | Nos.
PATCH CORD ETHERNET CAT6 1MTR GREY | I001704 | OCRITICAL-ITEMS | A | Test145 | 189 | C | Nos.
PATCH CORD ETHERNET CAT5E 2MTR | I001705 | SINSTMAT | A | Test146 | 190 | C | Nos.
CORDED HEADSET GN2100 3 IN 1 MICRO BOOM(BINAURAL) IP&DIGITAL | I001708 | OCRITICAL-ITEMS | A | Test147 | 191 | C | Nos.
SILICORE HDPE TELECOM DUCTS 32/26MM | I001710 | OINSTMAT | A | Test148 | 192 | C | Roll
PATCH CORD SC/PC-SC/PC(SM) 2MTR (SMPLEX) 9/125UM G652D, | I001724 | OINSTMAT | A | Test149 | 193 | C | Nos.
PATCH CORD SC/PC - SC/PC (SM) 4MTR (SIMPLEX) | I001725 | OINSTMAT | A | Test150 | 194 | C | Nos.
SUN-DLC-1M-DSC-SM-D1X-2P:FIBER OPTIC PATCHCORD | I001726 | OINSTMAT | A | Test151 | 195 | C | Nos.
PATCH CORD LC/PC - SC/PC (SM) 2MTR (DUPLEX) | I001727 | OINSTMAT | A | Test152 | 196 | C | Nos.
FORTIGATE 300C BUNDLE – ENTERPRISE MODEL : FG-300C-BDL | I001746 | SMODROUT | A | Test153 | 197 | C | Nos.
OUTDOOR 2.4GHZ 8DBI OMNI ANTENNA WITH N-FEMALE EAG-2408 | I001750 | OINSTMAT | A | Test154 | 198 | C | Nos.
SC/APC PATCH CORD 2MTR (SIMPLEX) | I001752 | OINSTMAT | A | Test155 | 199 | C | Nos.
AUDIOCODES MP202B/2S/SIP | I001796 | OCRITICAL-ITEMS | A | Test156 | 200 | C | Nos.
DISCONNECTION MODULE LSA-PLUS FOR 10 PAIRS | I001831 | OCRITICAL-ITEMS | A | Test157 | 201 | C | Nos.
DMOD PROGRAMMED BOARD | I001851 | SPABXSPR | A | Test158 | 202 | C | Nos.
DUCT 57A 114.3MM OD, 4.5 MM WALL THICKNESS 6M L | I001901 | CINSTMAT | A | Test159 | 203 | C | Nos.
DUCT SEAL TDUX-100 | I001902 | OINSTMAT | A | Test160 | 204 | C | Pcs
EARTH ROD JOINT | I001921 | SMOBACC | A | Test161 | 205 | C | Nos.
ENVELOPES INTERNAL MAIL | I001954 | OCRITICAL-ITEMS | A | Test162 | 206 | C | Nos.
ENVELOPES PADDED MEDIUM 203 X 279 MM | I001956 | SSTNMAT | A | Test163 | 207 | C | Nos.
ALUMINIUM PANEL FOR SIZE 3 EQUIPMENT CASE | I001959 | OMISC | A | Test164 | 208 | C | Nos.
SURGE PROTECTOR –FILTER 60A | I001964 | CPWR SYSTEM | A | Test165 | 209 | C | Nos.
SMOKE SENSOR | I001967 | CPWR SYSTEM | A | Test166 | 210 | C | Nos.
DOOR STATUS SENSOR | I001968 | CPWR SYSTEM | A | Test167 | 211 | C | Nos.
EUROLOCK | I001998 | OINSTMAT | A | Test168 | 212 | C | Nos.
FACE PLATE 1 PORT | I002027 | OCRITICAL-ITEMS | A | Test169 | 213 | C | Nos.
FACE PLATE 2 PORTS | I002029 | OCRITICAL-ITEMS | A | Test170 | 214 | C | Nos.
FIXING MATERIAL FOR CONCRETE BASE MOUNTING | I002125 | OINSTMAT | A | Test171 | 215 | C | Set
FLEX 1 SAW | I002134 | OMISC | A | Test172 | 216 | C | Nos.
FLEX PROBE RED | I002136 | OMISC | A | Test173 | 217 | C | Nos.
MW ANT.A07S12HAC, 7/8 1200MM HP SINGLE DIRECT(VHLP4-7W-HW1A) | I002138 | CTRNACCEQ | A | Test174 | 218 | C | Nos.
FLOOR CASING 2"(WHITE) | I002144 | OCRITICAL-ITEMS | A | Test175 | 219 | C | Nos.
MW ODU RTN XMC.7G-2,161MHZ.SUBBANDD.LOW SITE,H,7219MHZ,7282M | I002148 | CTRNACCEQ | A | Test176 | 220 | C | Nos.
MW ODU RTN XMC.7G-2,161MHZ,SUBBANDD,HIGH SITE,H,7380MHZ,7443 | I002149 | CTRNACCEQ | A | Test177 | 221 | C | Nos.
SFP-6GIGABIT ETHERNET1310 NM SINGLE MODE LASER 10.0 KM 6.2MI | I002152 | COPFIBRNTWK | A | Test178 | 222 | C | Nos.
FUEL FILTER | I002177 | OMISC | A | Test179 | 223 | C | Nos.
FUSE 15A | I002223 | OMISC | A | Test180 | 224 | C | Nos.
DIESEL GENERATOR CONTROL PANELS | I002378 | CGENTSP | A | Test181 | 225 | C | Nos.
INSTALLATION MATERIALS | I002381 | CINSTMAT | A | Test182 | 226 | C | Nos.
GLAND KIT M25 | I002501 | OINSTMAT | A | Test183 | 227 | C | Nos.
GLAND KIT M32 | I002503 | SINSTMAT | A | Test184 | 228 | C | Kit
GLAND KIT M32 | I002504 | SINSTMAT | A | Test185 | 229 | C | Nos.
GLOVES COTTON | I002516 | OMISC | A | Test186 | 230 | C | Nos.
GROUND CONTACT LWR AE | I002550 | OMISC | A | Test187 | 231 | C | Nos.
GROUNDING KIT:223158-4 | I002552 | OINSTMAT | A | Test188 | 232 | C | Nos.
HAND CARRY BAGS (LARGE) | I002562 | OSTNMAT | A | Test189 | 233 | C | Nos.
HAND CARRY BAGS (MEDIUM) | I002563 | OSTNMAT | A | Test190 | 234 | C | Nos.
HAND CARRY BAGS (SMALL) | I002564 | OSTNMAT | A | Test191 | 235 | C | Nos.
HANDSET CORDS 600MM BLACK FOR 4020 | I002582 | SPABXSPR | A | Test192 | 236 | C | Nos.
HARD DISK 4300M 16DLE ANA BASIC | I002593 | SPABXU | A | Test193 | 237 | C | Nos.
HARD DISK SEAGATE ST31051N 1GB | I002596 | SPABXSPR | A | Test194 | 238 | C | Nos.
HOOD 9 WAY BLACK PLASTIC | I002669 | SMISC | A | Test195 | 239 | C | Nos.
IC | I002746 | SMISC | A | Test196 | 240 | C | Nos.
INDOOR BASE STATION DECT | I003055 | SPABXSPR | A | Test197 | 241 | C | Nos.
INTERFACE CARD RS232 FOR OKI PRINTER | I003144 | SPABXSPR | A | Test198 | 242 | C | Nos.
INTERFACES MIXED BOARD MIX0/4/8 OXO | I003146 | SPABXSPR | A | Test199 | 243 | C | Nos.
INTERFACES MIXED BOARD MIX0/8/4 OXO | I003147 | SPABXSPR | A | Test200 | 244 | C | Nos.
INTOF BOARD: INTER CRYSTAL BOARD | I003159 | SPABXSPR | A | Test201 | 245 | C | Nos.
3BA23190AB:IO2N BOARD | I003161 | SPABXSPR | A | Test202 | 246 | C | Nos.
ISDN MODEM (OMNI.NET LCD) | I003164 | SDHIDATEQ | A | Test203 | 247 | C | Nos.
JOINT BOX COVER GRP 835 - 992455 | I003181 | OINSTMAT | A | Test204 | 248 | C | Nos.
JOINT BOX GPR 835 – 990682 - 720MM X 200MM X 570MM | I003182 | OINSTMAT | A | Test205 | 249 | C | Nos.
JOINT CLOSURE 10-30 PAIR (XAGA-530-43/8-150BA733) | I003185 | OCRITICAL-ITEMS | A | Test206 | 250 | C | Nos.
JOINT CLOSURE 10-30 PAIR | I003186 | SINSTMAT | A | Test207 | 251 | C | Nos.
JOINT CLOSURE 150-200 PAIR (XAGA-530-75/15-450BA733) | I003188 | OCRITICAL-ITEMS | A | Test208 | 252 | C | Nos.
JOINT CLOSURE 300-400 PAIR (XAGA-550-92/25-500BA733) | I003193 | OINSTMAT | A | Test209 | 253 | C | Nos.
JOINT CLOSURE 31R/100 7PORT | I003196 | OINSTMAT | A | Test210 | 254 | C | Kit
JOINT CLOSURE 50-100 PAIR (XAGA-530-75/15-300) | I003197 | OCRITICAL-ITEMS | A | Test211 | 255 | C | Nos.
JOINT CLOSURE 50-100 PAIR | I003198 | OINSTMAT | A | Test212 | 256 | C | Kit
JOINT CLOSURE 600-1000 PAIR | I003200 | OINSTMAT | A | Test213 | 257 | C | Nos.
JOINT CLOSURE 600-800 PAIR (XAGA-550-122/30-650BA733) | I003202 | OINSTMAT | A | Test214 | 258 | C | Kit
JUMPER WIRE 2W/CW1423 (RED/WHITE) 200M/REEL | I003208 | OCRITICAL-ITEMS | A | Test215 | 259 | C | Roll
JUMPER WIRE GUIDE | I003209 | OINSTMAT | A | Test216 | 260 | C | Pcs
KIT MOISTURE 1 MTR | I003238 | OINSTMAT | A | Test217 | 261 | C | Pkt
KIT MOISTURE 2 MTR | I003239 | OINSTMAT | A | Test218 | 262 | C | Pkt
KRONECTION BOX A-30 (10/20/30 PAIR EXTERNAL DP) | I003256 | SPABXIMAT | A | Test219 | 263 | C | Nos.
KRONECTION BOX A-30 (30 PAIR EXTERNAL DP) | I003261 | SPABXIMAT | A | Test220 | 264 | C | Nos.
KRONECTION BOX II (50 PAIR INTERNAL DP) | I003263 | OCRITICAL-ITEMS | A | Test221 | 265 | C | Nos.
KRONECTION BOX II (50 PAIR INTERNAL DP) | I003264 | SINSTMAT | A | Test222 | 266 | C | Pcs
KRONECTION BOX III (100 PAIR INTERNAL DP) | I003265 | OCRITICAL-ITEMS | A | Test223 | 267 | C | Nos.
LETTER HEAD | I003343 | OSTNMAT | A | Test224 | 268 | C | Sheet
MODEL RBX00-2225 | I003355 | OGENTSP | A | Test225 | 269 | C | Nos.
LINE CORDS 5M RJ45 8/4W | I003369 | SPABXSPR | A | Test226 | 270 | C | Nos.
LINE JACK 2/4A (BRITISH) | I003375 | SMISC | A | Test227 | 271 | C | Nos.
LINE JACK SHUTTER TYPE | I003379 | OCRITICAL-ITEMS | A | Test228 | 272 | C | Nos.
LOCK COVER FOR UNIBOX 2 | I003396 | SINSTMAT | A | Test229 | 273 | C | Nos.
LSA PLUS ARRESTIN MAGAZINE 2/10 | I003420 | SMISC | A | Test230 | 274 | C | Pcs
MFB 19" RACK 2005 SERIES | I003525 | CPABXIMAT | A | Test231 | 275 | C | Nos.
MINI DISTRIBUTOR 201D (20 PAIR INTERNAL DP) | I003537 | OCRITICAL-ITEMS | A | Test232 | 276 | C | Nos.
MINI DISTRIBUTOR 8/10 (10 PAIR INTERNAL DP) | I003538 | OCRITICAL-ITEMS | A | Test233 | 277 | C | Nos.
MINI DISTRIBUTOR 8/2 (2 PAIR INTERNAIL DP) | I003539 | OPABXIMAT | A | Test234 | 278 | C | Nos.
MM32P CARD MUSIC MESSAGE & PAGING | I003554 | SPABXSPR | A | Test235 | 279 | C | Nos.
NDDI BOARD FOR ACT 8 ANALOG TRUNKS | I004009 | SPABXSPR | A | Test236 | 280 | C | Nos.
NDDI BORD 4400 (NEW VERSION) | I004010 | SPABXSPR | A | Test237 | 281 | C | Nos.
NT-1 ISDN (SIEMENS) | I004057 | OCRITICAL-ITEMS | A | Test238 | 282 | C | Nos.
EXTERNAL DP ( 70 PAIR ) | I004063 | OINSTMAT | A | Test239 | 283 | C | Nos.
PANASONIC PABX KX-T30810 | I004255 | STELEEQ | A | Test240 | 284 | C | Nos.
PAPER ROLLS 76 X 70 X 12MM 2 PLY | I004314 | OCRITICAL-ITEMS | A | Test241 | 285 | C | Roll
PAPER TELEX ONE PLY | I004321 | SSTNMAT | A | Test242 | 286 | C | Roll
PATCH CORD SC-SC MULTIMODE | I004327 | SMISC | A | Test243 | 287 | C | Nos.
PATCH CORD ST-SC SINGLE MODE | I004328 | SMISC | A | Test244 | 288 | C | Nos.
PATCH CORD ST-ST MULTIMODE | I004329 | SMISC | A | Test245 | 289 | C | Nos.
POLYCOM SOUNDSTATION2-CONF PHONE WITH CALLER ID | I004542 | OCRITICAL-ITEMS | A | Test246 | 290 | C | Nos.
PRINTED ENVELOPES 4 X 9 | I004604 | OSTNMAT | A | Test247 | 291 | C | Nos.
PRINTED ENVELOPES 4 X 9 SIDE WINDOW | I004605 | OSTNMAT | A | Test248 | 292 | C | Nos.
PRINTER OKI ML280 DOT MATRIX PRINTER 9 PIN | I004607 | OMISC | A | Test249 | 293 | C | Nos.
PRINTER RIBBON 5220/5224 GOLD SERIES PRINTRONIX | I004608 | OSTNMAT | A | Test250 | 294 | C | Nos.
PROTECTION BOX V24 | I004615 | SPABXSPR | A | Test251 | 295 | C | Nos.
PROXIM ORINOCO AP-4000 ACCESS POINT | I004620 | SDHIDATEQ | A | Test252 | 296 | C | Nos.
PROXIM PIGTAILS | I004621 | SDHIDATEQ | A | Test253 | 297 | C | Nos.
PUSH ROD | I004641 | SMISC | A | Test254 | 298 | C | Nos.
REFLEX SUBSET A4023 WITH DISPLAY | I004710 | SPABXSPR | A | Test255 | 299 | C | Nos.
RIBBON OKI ML182/280 | I005170 | SSTNMAT | A | Test256 | 300 | C | Nos.
RICI-E1 FAST ETHERNET OVER E1 NTU'S | I005174 | SMODROUT | A | Test257 | 301 | C | Nos.
RJ11 TELEPHONE PLUG 6 POS 4 PIN | I005192 | OCRITICAL-ITEMS | A | Test258 | 302 | C | Nos.
RJ45 CAT5, 8 CONTACT PLUGS | I005193 | OCRITICAL-ITEMS | A | Test259 | 303 | C | Nos.
RMAB BOARD/CBRMA-2 | I005194 | SPABXSPR | A | Test260 | 304 | C | Nos.
RT2-1 BOARD | I005230 | SPABXSPR | A | Test261 | 305 | C | Nos.
RUBBER MEMBERANE KEYPAD | I005236 | SMISC | A | Test262 | 306 | C | Nos.
SCARF | I005268 | OUNIFMAT | A | Test263 | 307 | C | Nos.
SCARF PIN | I005269 | OUNIFMAT | A | Test264 | 308 | C | Nos.
SCOTCH 23 (3/4" X 30') RUBBER SPLICING TAPE | I005270 | OINSTMAT | A | Test265 | 309 | C | Roll
SCOTCH 88T (3/4" X 60') TELEPHONE VINYL TAPE | I005271 | OCRITICAL-ITEMS | A | Test266 | 310 | C | Roll
SDRAM 32MB CPU6 | I005336 | SPABXSPR | A | Test267 | 311 | C | Nos.
SDRAM 64MB CPU6 | I005338 | SPABXSPR | A | Test268 | 312 | C | Nos.
8 DBI 2.4 GHZ OMNIDIRECTIONAL ANTENNA N-FEMALE (HGV-2409U) | I005351 | SDHIDATEQ | A | Test269 | 313 | C | Nos.
GPA2 BOARD P/N:3BA23241AA | I005352 | OCRITICAL-ITEMS | A | Test270 | 314 | C | Nos.
SDRAM 256 MEMORY CARD FOR CPU7/CPU-2 P/N:3BA27056AA | I005353 | SPABXSPR | A | Test271 | 315 | C | Nos.
4 PLUS 12 PORT COMBO P/N:50005104 | I005354 | OCRITICAL-ITEMS | A | Test272 | 316 | C | Nos.
ASU II P/N:50005105 | I005355 | OCRITICAL-ITEMS | A | Test273 | 317 | C | Nos.
3300 AX AC POWER SUPPLY 300W P/N:50005182 | I005356 | OCRITICAL-ITEMS | A | Test274 | 318 | C | Nos.
3300 AX 4G VM FLASH SSD P/N:50005441 | I005357 | OCRITICAL-ITEMS | A | Test275 | 319 | C | Nos.
24 PORT ONSP CARD P/N:50005731 | I005363 | OCRITICAL-ITEMS | A | Test276 | 320 | C | Nos.
SEALING PUTTY | I005404 | OINSTMAT | A | Test277 | 321 | C | Pcs
SELF TAPPING SCREWS 1/2" | I005444 | SPABXIMAT | A | Test278 | 322 | C | Nos.
SOFT GRIP HANDSET FOR REFLEXES | I005620 | SPABXSPR | A | Test279 | 323 | C | Nos.
COMPRESSOR 150K | I005881 | CACNSPR | A | Test280 | 324 | C | Nos.
SURGE ARRESTOR P/N:6717 3 513-00 | I005976 | OCRITICAL-ITEMS | A | Test281 | 325 | C | Nos.
SURGE ARRESTOR MOUNT 2/10 P/N:6089 2 023-01 | I005977 | OPABXIMAT | A | Test282 | 326 | C | Nos.
INSULATION TAPE BLACK | I006070 | OCRITICAL-ITEMS | A | Test283 | 327 | C | Nos.
SCOTCH 69 (3/4'' X 66') GLASS CLOTH ELECTRICAL TAPE | I006078 | OINSTMAT | A | Test284 | 328 | C | Roll
TAPE MAGNATIC 1/2" 1200' | I006080 | SMISC | A | Test285 | 329 | C | Roll
TAPE MAGNETIC 1/2" X 600' | I006081 | OMISC | A | Test286 | 330 | C | Roll
TELEDEX DCT2810 (BLACK) | I006109 | STELEEQ | A | Test287 | 331 | C | Nos.
TELEDEX OPAL 2011S (BLACK) | I006110 | STELEEQ | A | Test288 | 332 | C | Nos.
TELEDEX PHONE OPAL 2011S (ASH COLOUR) | I006112 | STELEEQ | A | Test289 | 333 | C | Nos.
TELEPHONE ALCATEL 29446 | I006123 | STELEEQ | A | Test290 | 334 | C | Nos.
TELEPHONE TELEDEX D+S (ASH) | I006197 | STELEEQ | A | Test291 | 335 | C | Nos.
TELEX (PABX PRINTER PAPER ROLLS SINGLE PLY | I006202 | SPABXSPR | A | Test292 | 336 | C | Roll
TONER CARTRIDGE CANON NPG-20 | I006326 | OCRITICAL-ITEMS | A | Test293 | 337 | C | Nos.
TONER GR-2010-T-145 | I006338 | SSTNMAT | A | Test294 | 338 | C | Nos.
STICK LUBE AND CUTTING FLUID-11747-12 | I006353 | CMISC | A | Test295 | 339 | C | Nos.
TRANSISTOR 2N5109 | I006415 | SMISC | A | Test296 | 340 | C | Nos.
TRANSISTOR BLW79 | I006482 | SMISC | A | Test297 | 341 | C | Nos.
TRANSISTOR BLW81 | I006483 | SMISC | A | Test298 | 342 | C | Nos.
TROUSER MATERIAL BLACK MALE (CODE: SIGNATURE) | I006541 | OUNIFMAT | A | Test299 | 343 | C | Yds
TROUSER MATERIAL FEMALE | I006542 | OUNIFMAT | A | Test300 | 344 | C | Yds
TRUNKING 1" X 1/2" BOX(32MMX13MM) | I006544 | OCRITICAL-ITEMS | A | Test301 | 345 | C | Nos.
TRUNKING 2" X 1" BOX(32MMX50MM) | I006548 | OCRITICAL-ITEMS | A | Test302 | 346 | C | Nos.
TRUNKING 3" X 2"BOX(75MMX55MM) | I006549 | OCRITICAL-ITEMS | A | Test303 | 347 | C | Nos.
T-SHIRTS GREY - EXTRA LARGE | I006554 | OUNIFMAT | A | Test304 | 348 | C | Nos.
T-SHIRTS GREY - LARGE | I006555 | OUNIFMAT | A | Test305 | 349 | C | Nos.
T-SHIRTS GREY - MEDIUM | I006556 | OUNIFMAT | A | Test306 | 350 | C | Nos.
T-SHIRTS GREY - SMALL | I006557 | OUNIFMAT | A | Test307 | 351 | C | Nos.
UNIBOX 2 (EXTERNAL DP 50 PAIR) | I006605 | OCRITICAL-ITEMS | A | Test308 | 352 | C | Nos.
UNIBOX 3 (EXTERNAL DP 100PAIR) | I006607 | SINSTMAT | A | Test309 | 353 | C | Nos.
UY CONNECTOR NO. 8A/1 (100PCS PER BOX) | I006640 | OCRITICAL-ITEMS | A | Test310 | 354 | C | Box
VOICE MAIL & AUTOMATED 4610 | I006713 | SPABXSPR | A | Test311 | 355 | C | Nos.
WALL BOX- SINGLE | I006725 | OCRITICAL-ITEMS | A | Test312 | 356 | C | Nos.
WALL PLUG GREEN 1" (PACKET OF 100) | I006728 | OCRITICAL-ITEMS | A | Test313 | 357 | C | Pkt
WINDOW DISPLAY 1000 | I006777 | SMISC | A | Test314 | 358 | C | Nos.
X.21 CABLE, DTE MALE, 10 FEET | I006821 | SDHIDATEQ | A | Test315 | 359 | C | Nos.
SC/PC PIGTAIL SM (1.5M) 0.9MM | I006841 | OINSTMAT | A | Test316 | 360 | C | Nos.
5224 IP PHONE DUAL MODE (MITEL) | I006848 | STELEEQ | A | Test317 | 361 | C | Nos.
5340 IP PHONE (MITEL) P/N:50005071 | I006850 | OCRITICAL-ITEMS | A | Test318 | 362 | C | Nos.
10U WALL MOUNT CABINET 19'' 500M DEPTH | I006859 | SDHIDATEQ | A | Test319 | 363 | C | Nos.
3EH73042AC:AFU-1 BOARD | I006861 | OCRITICAL-ITEMS | A | Test320 | 364 | C | Nos.
MITEL PABX | I006862 | SPABXU | A | Test321 | 365 | C | Nos.
BUSINESS R3/R4 CPU-2 WITH S/W TOOLS | I006864 | SPABXSPR | A | Test322 | 366 | C | Nos.
HERMA STICKER LABELS # 4461(PREPAID STICKER LABELS) | I006865 | OPREPCONK | A | Test323 | 367 | C | Box
DUAL FIM 820NM MUTI MODE MMC | I006867 | OINSTMAT | A | Test324 | 368 | C | Nos.
SVP SERVER | I006869 | SPABXSPR | A | Test325 | 369 | C | Nos.
POWER SUPPLY, SVP SVR, UK,SING,HK | I006870 | SPABXSPR | A | Test326 | 370 | C | Nos.
RACK MOUNT KIT FOR SVP SERVER | I006871 | SPABXSPR | A | Test327 | 371 | C | Nos.
DNIC LINE CARD P/N:MC330AB | I006873 | OCRITICAL-ITEMS | A | Test328 | 372 | C | Nos.
FIBRE OPTIC CABLE ST-ST X 5M LG | I006874 | SPABXSPR | A | Test329 | 373 | C | Nos.
PWR CRD M2F 3C 5A 250V SEE OGD | I006875 | SPABXSPR | A | Test330 | 374 | C | Nos.
3EH73034AB:CLIDSP APA DAUGHTERCARD | I006877 | OCRITICAL-ITEMS | A | Test331 | 375 | C | Nos.
ISDN MIXED BOARD/4 TO + 8 UAI + 4 SLI P/N:3EH73015AB | I006878 | SPABXSPR | A | Test332 | 376 | C | Nos.
VOIP4-2 CARD P/N:3EH73063AG | I006879 | OCRITICAL-ITEMS | A | Test333 | 377 | C | Nos.
CONTROLLER BOARD MEX P/N:3EH73026AD | I006880 | OCRITICAL-ITEMS | A | Test334 | 378 | C | Nos.
HSL1 CARD P/N:3EH73014AC | I006881 | OCRITICAL-ITEMS | A | Test335 | 379 | C | Nos.
HSL2 CARD P/N:3EH73014AB | I006882 | OCRITICAL-ITEMS | A | Test336 | 380 | C | Nos.
GATEWAY DRIVER BOARD (GD-2) P/N:3EH73048BC | I006883 | OCRITICAL-ITEMS | A | Test337 | 381 | C | Nos.
CPU APPLICATIVE BOARD (GA BOARD) P/N:3EH73048BD | I006884 | OCRITICAL-ITEMS | A | Test338 | 382 | C | Nos.
MADA3 CARD P/N:3EU23012AA | I006885 | OCRITICAL-ITEMS | A | Test339 | 383 | C | Nos.
SDRAM 128MB FOR CPU6 P/N:3EH75011AA | I006886 | SPABXSPR | A | Test340 | 384 | C | Nos.
DANASWITCH, GNNETCOM | I006891 | SMISC | A | Test341 | 385 | C | Nos.
PLANTRONICS HEADSET H141N | I006892 | OOTHTELEQ | A | Test342 | 386 | C | Nos.
EZ32-2 BOARD P/N:3BA23265AD | I006896 | OCRITICAL-ITEMS | A | Test343 | 387 | C | Nos.
POWER OVER ETHERNET WIFI AMPLIFIER 2.4GHZ 802.11B | I006897 | SDHIDATEQ | A | Test344 | 388 | C | Nos.
POWER OVER ETHERNET INJECTOR & POWER SUPPLY | I006898 | SDHIDATEQ | A | Test345 | 389 | C | Nos.
SWITCHING POWER SUPPLY 12VDC @ 40W | I006901 | SDHIDATEQ | A | Test346 | 390 | C | Nos.
N-MALE CRIMP CONNECTOR RIGHT ANGLE | I006904 | SDHIDATEQ | A | Test347 | 391 | C | Pkt
ALCATEL 4039 DIGITAL PHONE URBAN GREY | I006909 | OCRITICAL-ITEMS | A | Test348 | 392 | C | Nos.
GIGABIT MEDIA CONVERTER SINGLE MODE | I006913 | SDHIDATEQ | A | Test349 | 393 | C | Nos.
BALUN-E1 ( FEMALE) | I006915 | SDHIDATEQ | A | Test350 | 394 | C | Nos.
ALCATEL 4018 IP TOUCH PHONE URBAN GREY | I006916 | OCRITICAL-ITEMS | A | Test351 | 395 | C | Nos.
POWER SUPPLY FOR IP TOUCH PHONES 48V P/N:3GV28109AA | I006917 | OOTHTELEQ | A | Test352 | 396 | C | Nos.
DELL SFP TRANSCEIVER 1000 BASE LX | I006921 | OCRITICAL-ITEMS | A | Test353 | 397 | C | Nos.
PLANTRONICS ENCORE H91 HEADSET | I006922 | STELEEQ | A | Test354 | 398 | C | Nos.
ALCATEL 4008 IP TOUCH PHONE URBAN GREY | I006923 | OCRITICAL-ITEMS | A | Test355 | 399 | C | Nos.
ALCATEL 4028 IP TOUCH PHONE URBAN GREY | I006924 | OCRITICAL-ITEMS | A | Test356 | 400 | C | Nos.
ALCATEL 4038 IP TOUCH PHONE URBAN GREY | I006925 | OCRITICAL-ITEMS | A | Test357 | 401 | C | Nos.
ALCATEL 8068 PREMIUM DESKPHONE INT:3MG27121WW | I006926 | OCRITICAL-ITEMS | A | Test358 | 402 | C | Nos.
UPS APC 2KV (RACK MOUNTABLE) WITH SURTRK | I006929 | SINSTMAT | A | Test359 | 403 | C | Nos.
UPS APC 2.2KV (RACK MOUNTABLE) | I006930 | SINSTMAT | A | Test360 | 404 | C | Nos.
UPS APC 3KV (RACK MOUNTABLE) | I006931 | SINSTMAT | A | Test361 | 405 | C | Nos.
PWR CRD C7 2.5A 250V-UK PLUG 3A FUSE P/N:51000582 | I006934 | SINSTMAT | A | Test362 | 406 | C | Nos.
SHORT MATERIAL (KHAKI) | I006935 | OUNIFMAT | A | Test363 | 407 | C | Yds
PROXIM ORINOCO AP4000 MR-LR | I006937 | SDHIDATEQ | A | Test364 | 408 | C | Nos.
5GHZ 8DBI OMNI ANTENNA FOR AP4000 MR-LR | I006939 | SDHIDATEQ | A | Test365 | 409 | C | Nos.
E-UA32 BOARD P/N:3BA23266AA | I006940 | OCRITICAL-ITEMS | A | Test366 | 410 | C | Nos.
V24 OVER IP (230V) P/N:3EU27001AA | I006941 | OCRITICAL-ITEMS | A | Test367 | 411 | C | Nos.
CONNECTOR D TYPE 25 WAY - MALE | I006942 | SINSTMAT | A | Test368 | 412 | C | Nos.
CONNECTOR D TYPE 9 WAY - MALE | I006943 | SINSTMAT | A | Test369 | 413 | C | Nos.
CONNECTOR SOCKET D TYPE 25 WAY - FEMALE | I006944 | SINSTMAT | A | Test370 | 414 | C | Nos.
CONNECTOR SOCKET D TYPE 9 WAY - FEMALE | I006945 | SINSTMAT | A | Test371 | 415 | C | Nos.
REPLACEMENT BLADES FOR CS-202 CABLE STRIPPER | I006947 | SINSTMAT | A | Test372 | 416 | C | Nos.
FIBRE OPTICAL TRANSMITTER 10DBM (10MW) PFT-10 | I006949 | OCRITICAL-ITEMS | A | Test373 | 417 | C | Nos.
JACKET STRIPPING TOOL FOR 412 CABLE | I006951 | SINSTMAT | A | Test374 | 418 | C | Nos.
STRIPPING CORING TOOLS FOR 412 CABLE | I006952 | SINSTMAT | A | Test375 | 419 | C | Nos.
ANALOG INTERFACE BOARD SLI4-1 P/N:3EH73052AD | I006954 | OCRITICAL-ITEMS | A | Test376 | 420 | C | Nos.
5324 IP PHONE (MITEL) P/N:50005664 | I006955 | OCRITICAL-ITEMS | A | Test377 | 421 | C | Nos.
PRINTED ENVELOPES A4 NON WINDOW | I006956 | OSTNMAT | A | Test378 | 422 | C | Nos.
5312 IP PHONE DUAL MODE (MITEL) P/N:50005847 | I006966 | OCRITICAL-ITEMS | A | Test379 | 423 | C | Nos.
5360 IP PHONE (MITEL) P/N:50005991 | I006967 | OCRITICAL-ITEMS | A | Test380 | 424 | C | Nos.
DRAWER SET | I007019 | OCAPSTK | A | Test381 | 425 | C | Set
NAVIGATION LIGHT STERN | I007095 | OSPRVEHBT | A | Test382 | 426 | C | Nos.
TYCO AMP CHAMP FEMALE 50 PIN CONNECTOR | I007100 | OCRITICAL-ITEMS | A | Test383 | 427 | C | Pcs
2 PORT SERIAL WAN INTERFACE CARD (WIC-2T) | I007113 | SDHIDATEQ | A | Test384 | 428 | C | Nos.
PUBLIC EXCHANGE LINE P/N:MC340AE | I007115 | OCRITICAL-ITEMS | A | Test385 | 429 | C | Nos.
PERIPHERIAL NODE 111 240V (INT) | I007116 | SDHIDATEQ | A | Test386 | 430 | C | Nos.
ALCATEL 4029 DIGITAL PHONE URBAN GREY | I007119 | OCRITICAL-ITEMS | A | Test387 | 431 | C | Nos.
ALCATEL 4019 DIGITAL PHONE URBAN GREY | I007120 | OCRITICAL-ITEMS | A | Test388 | 432 | C | Nos.
3BA23259AB:CPU7-2 BOARD | I007141 | OCRITICAL-ITEMS | A | Test389 | 433 | C | Nos.
GIP4-1 BOARD P/N:3BA23264AA | I007142 | OCRITICAL-ITEMS | A | Test390 | 434 | C | Nos.
ISAB2 CARD P/N:3BA23124AA | I007143 | OCRITICAL-ITEMS | A | Test391 | 435 | C | Nos.
INTOF2 BOARD INTER CRYSTAL BOARD P/N:3BA00180AB | I007144 | OCRITICAL-ITEMS | A | Test392 | 436 | C | Nos.
NDDI2-2 BOARD ANALOG TRUNK 8 P/N:3BA23171AB | I007145 | OCRITICAL-ITEMS | A | Test393 | 437 | C | Nos.
NPRAE BOARD 2 X T2 ACCESSES P/N:3BA23254AB | I007146 | OCRITICAL-ITEMS | A | Test394 | 438 | C | Nos.
NPRAE-2 BOARD 2 X T2 ACCESSES P/N:3BA23254AB | I007147 | OCRITICAL-ITEMS | A | Test395 | 439 | C | Nos.
WALL MOUNTED 48V/40A 230V RECTIFIER | I007148 | OCRITICAL-ITEMS | A | Test396 | 440 | C | Nos.
DIGITAL INTERFACES BOARD UAI4 P/N:3EH73005AD | I007149 | OCRITICAL-ITEMS | A | Test397 | 441 | C | Nos.
ISDN ACCESS TO BRA4 BOARD P/N:3EH73006AC | I007150 | OCRITICAL-ITEMS | A | Test398 | 442 | C | Nos.
ISDN ACCESS TO BRA8 BOARD P/N:3EH73006AB | I007151 | OCRITICAL-ITEMS | A | Test399 | 443 | C | Nos.
ANALOG MIXED BOARD AMIX4/4/4-1 P/N:3EH73061AD | I007153 | OCRITICAL-ITEMS | A | Test400 | 444 | C | Nos.
ANALOG MIXED BOARD AMIX4/8/4-1 P/N:3EH73061AB | I007154 | OCRITICAL-ITEMS | A | Test401 | 445 | C | Nos.
ANALOG MIXED BOARD AMIX4/4/8-1 P/N:3EH73061AC | I007155 | OCRITICAL-ITEMS | A | Test402 | 446 | C | Nos.
ETHERNET SWITCH LANX16-2 BOARD P/N:3EH7305454AB | I007156 | OCRITICAL-ITEMS | A | Test403 | 447 | C | Nos.
XMEM1 28-1 CARD P/N:3EH73049AE | I007157 | OCRITICAL-ITEMS | A | Test404 | 448 | C | Nos.
COCPU-2 CO PROCESSING UNIT | I007158 | SPABXSPR | A | Test405 | 449 | C | Nos.
VOIP8-2 CARD P/N:3EH73063AF | I007159 | OCRITICAL-ITEMS | A | Test406 | 450 | C | Nos.
VOIP16-2 CARD P/N:3EH73063AE | I007160 | OCRITICAL-ITEMS | A | Test407 | 451 | C | Nos.
SLANX4 CARD P/N:3EH73013AB | I007161 | OCRITICAL-ITEMS | A | Test408 | 452 | C | Nos.
CALL SERVER 256MB BOARD P/N:3EH73048BB | I007162 | SPABXSPR | A | Test409 | 453 | C | Nos.
CPU APPLICATION BOARD GA-2 BOARD | I007163 | SPABXSPR | A | Test410 | 454 | C | Nos.
XMEM-1 DAUGHTER BOARD P/N:3EH73049AD | I007164 | OCRITICAL-ITEMS | A | Test411 | 455 | C | Nos.
SDRAM 256MB CALL SERVER P/N:3EH75056AA | I007165 | SPABXSPR | A | Test412 | 456 | C | Pcs
MADA1 CARD P/N:3EU23013AA | I007166 | OCRITICAL-ITEMS | A | Test413 | 457 | C | Nos.
CORDED HEADSET GN2100 3 IN 1 MICRO BOOM(MONAURAL) IP&DIGITAL | I007170 | OCRITICAL-ITEMS | A | Test414 | 458 | C | Nos.
MOUNTING KIT FOR RACK 1 | I007171 | SPABXSPR | A | Test415 | 459 | C | Nos.
MOUNTING KIT FOR RACK 2 | I007172 | SPABXSPR | A | Test416 | 460 | C | Nos.
MOUNTING KIT FOR RACK 3 | I007173 | SPABXSPR | A | Test417 | 461 | C | Nos.
IVY01/SA/SM15/SC/AC | I007192 | SDHIDATEQ | A | Test418 | 462 | C | Nos.
50005084:MXE AC POWER SUPPLY | I007193 | OCRITICAL-ITEMS | A | Test419 | 463 | C | Nos.
MXE RAID SUB-SYSTEM P/N:50005086 | I007194 | OCRITICAL-ITEMS | A | Test420 | 464 | C | Nos.
3300 HDD 2PK FOR MXE P/N:50005686 | I007195 | OCRITICAL-ITEMS | A | Test421 | 465 | C | Nos.
3300 MXE II EXPENSION KIT P/N:50005688 | I007196 | OCRITICAL-ITEMS | A | Test422 | 466 | C | Nos.
5550 IP CONSOLE UK DARK P/N:50006490 | I007198 | OCRITICAL-ITEMS | A | Test423 | 467 | C | Nos.
3300 MXE II P/N:50005090 | I007202 | OCRITICAL-ITEMS | A | Test424 | 468 | C | Nos.
WALL MOUNTED 48V/25A 230V RECTIFIER P/N:3BA57205AA | I007212 | OCRITICAL-ITEMS | A | Test425 | 469 | C | Nos.
DISTRIBUTION RACK TWO VERTICALS (DIM:2004 X 570 X 150MM) | I007227 | OCRITICAL-ITEMS | A | Test426 | 470 | C | Nos.
DISTRIBUTION RACK ONE VERTICALS (DIM:2004 X 285 X 150MM) | I007228 | OCRITICAL-ITEMS | A | Test427 | 471 | C | Nos.
OUT DOOR CATV AMPL. 40-60VA | I007233 | OCRITICAL-ITEMS | A | Test428 | 472 | C | Nos.
RG6 F COMPRESSION CONNECTOR CPS-6STQ-P | I007239 | OCRITICAL-ITEMS | A | Test429 | 473 | C | Nos.
RG11 F PERMA SEAL COMPRESSION CONNECTOR P/N:F11-001 | I007240 | OCRITICAL-ITEMS | A | Test430 | 474 | C | Nos.
FIBRE OPTIC TRANSMITTER 6 DBM SM | I007243 | OCRITICAL-ITEMS | A | Test431 | 475 | C | Nos.
2 WAY OUTDOOR OPTICAL NODE (PON-2R) | I007266 | OCRITICAL-ITEMS | A | Test432 | 476 | C | Nos.
ADAPTOR KSMALE-KSMALE | I007267 | OCRITICAL-ITEMS | A | Test433 | 477 | C | Nos.
SPM-MS4 B/G QUATTRO-MODULATOR AV/TV STEREO P/N:5527800 | I007276 | OCRITICAL-ITEMS | A | Test434 | 478 | C | Nos.
RF-SPLITTER 2-WAY (FV2, 5-1000MHZ) P/N:3021000 | I007278 | OCRITICAL-ITEMS | A | Test435 | 479 | C | Nos.
HA 30125 NA/P AMPLIFIER, 32DB 12DB 126DBU V, VARI | I007283 | SMISC | A | Test436 | 480 | C | Nos.
SPM-D3RCA 1.5 SUB-D TO RCA VIDEO PLUS 2 X AUDIO P/N:9285300 | I007306 | OCRITICAL-ITEMS | A | Test437 | 481 | C | Nos.
2400 PAIR 0.4MM DIA. NON ARMOURED EXTERNAL CABLE | I007354 | SLINPLNT | A | Test438 | 482 | C | Mtr
2000 PAIR 0.4MM DIA. NON ARMOURED EXTERNAL CABLE | I007356 | SLINPLNT | A | Test439 | 483 | C | Mtr
400 PAIR 0.4MM DIA. NON ARMOURED EXTERNAL CABLE | I007358 | CLINPLNT | A | Test440 | 484 | C | Mtr
1200 PAIR 0.4MM DIA. NON ARMOURED EXTERNAL CABLE | I007359 | SLINPLNT | A | Test441 | 485 | C | Mtr
FIBER OPTIC TRAY 12 CORE | I007363 | OMISC | A | Test442 | 486 | C | Nos.
CAB-ACU-RA: POWER CORD UK | I007377 | SSRVRACS | A | Test443 | 487 | C | Pcs
APPLICATION FOR DHIRAAGU MOBILE POST-PAID SERVICE | I007553 | OSTNMAT | A | Test444 | 488 | C | Nos.
TRANSCEIVER 6.4 - 7.1 GHZ | I007560 | CBRBPLEQ | A | Test445 | 489 | C | Nos.
4XSTM-1 OPTICAL INTERFACE BOARD(S-1.1,LC) | I007566 | CBRBPLEQ | A | Test446 | 490 | C | Nos.
NATIONAL FLAGS | I007569 | OMISC | A | Test447 | 491 | C | Nos.
SPM-1000 DIGITAL, BASE UNIT FOR 10 MODULE P/N:5525110 | I007590 | OCRITICAL-ITEMS | A | Test448 | 492 | C | Nos.
PRINT CARTRIDGE LASER JET HP Q2612A ( BLACK) | I007622 | OSTNMAT | A | Test449 | 493 | C | Nos.
AIR CONDITIONER 12K BTU | I007656 | CACNSPR | A | Test450 | 494 | C | Nos.
SPLITTER 3-WAY POWER-PASS CATV (OUT DOOR) | I007715 | OCRITICAL-ITEMS | A | Test451 | 495 | C | Nos.
PLUG-IN EQUALIZER FOR PON-2R OPTICAL NODE | I007718 | SOTHTELEQ | A | Test452 | 496 | C | Nos.
PLUG-IN ATTENUATOR FOR PON-2R OPTICAL NODE | I007719 | SOTHTELEQ | A | Test453 | 497 | C | Nos.
8 WAY OPTICAL SPLITTER SC/APC RACK MOUNT | I007720 | OOTHTELEQ | A | Test454 | 498 | C | Nos.
ROTARY 2 BLADE CABLE STRIPPER (CS-596) | I007758 | SMISC | A | Test455 | 499 | C | Nos.
REPLACEMENT BLADES (CS-596B) | I007759 | SMISC | A | Test456 | 500 | C | Nos.
F-PORT TERMINATOR (F-59T) | I007760 | SMISC | A | Test457 | 501 | C | Nos.
SPM-MST-Q TWIN-HQ-MODULATOR AV/TV STEREO P/N:5529550 | I007812 | OCRITICAL-ITEMS | A | Test458 | 502 | C | Nos.
TAP 8 WAY 35DB | I007822 | OCRITICAL-ITEMS | A | Test459 | 503 | C | Nos.
TAP 8 WAY 29DB | I007823 | OCRITICAL-ITEMS | A | Test460 | 504 | C | Nos.
TAP 8 WAY 14DB | I007824 | OCRITICAL-ITEMS | A | Test461 | 505 | C | Nos.
TAP 8 WAY 11DB | I007825 | OCRITICAL-ITEMS | A | Test462 | 506 | C | Nos.
16-PORT SHDSL.BIS BOARD(EFM) (H60-SHLB) | I007855 | CMSANEQACC | A | Test463 | 507 | C | Nos.
DELL POWER CONNECT 6224F SWITCH | I007863 | SDHIDATEQ | A | Test464 | 508 | C | Nos.
DELL POWER CONNECT 3548P SWITCH | I007864 | OCRITICAL-ITEMS | A | Test465 | 509 | C | Nos.
CHECK LIST-DEALER | I007902 | OSTNMAT | A | Test466 | 510 | C | Nos.
IMPORTANT INFORMATION (SINGLE) | I007907 | OSTNMAT | A | Test467 | 511 | C | Nos.
IMPORTANT INFORMATION (DOUBLE) | I007908 | OSTNMAT | A | Test468 | 512 | C | Nos.
SC/PC-SC/PC DUPLEX MM FIBER OPTIC PATCH CORD (3 MTR LENGTH) | I007917 | SOTHTELEQ | A | Test469 | 513 | C | Nos.
PATCH CORD SC/PC - SC/PC (SM) 1MTR (DUPLX) 9/125UM G652D, | I007918 | OCRITICAL-ITEMS | A | Test470 | 514 | C | Nos.
SC/PC-LC/PC DUPLEX MM FIBER OPTIC PATCH CORD (3 MTR LENGTH) | I007921 | SOTHTELEQ | A | Test471 | 515 | C | Nos.
4 CORE 16SQMM ARMORED CABLE | I007930 | CPWRCABLE | A | Test472 | 516 | C | Mtr
SCFJU 12-50J 7M/7M L=1.0M PS – [7M7MS12-0100PS] | I007960 | OMOBACC | A | Test473 | 517 | C | Nos.
SCFJU 12-50J 7M/7M L=2.0M PS – [7M7MS12-0200PS] | I007961 | OMOBACC | A | Test474 | 518 | C | Nos.
SUPERFLEX JUMPER CABLE SCF12-50J L=3.0M [7M7MS12-0300PS] | I007962 | OMOBACC | A | Test475 | 519 | C | Nos.
SUPERFLEX JUMPER CABLE SCF12-50J L=4.0M [7M7MS12-0400PS] | I007963 | OMOBACC | A | Test476 | 520 | C | Nos.
COLD SHRINK 12(58)-12(58) (½ “- ½ “) [COLD-020] | I007965 | CMOBACC | A | Test477 | 521 | C | Nos.
CELLFLEX 7/8” LOW LOSS CABLE [LCF78-50JA] | I007966 | OMOBACC | A | Test478 | 522 | C | Nos.
GKSPEED LCF12 6AWG [GKSPEED20-12S] | I007972 | OMOBACC | A | Test479 | 523 | C | Nos.
ANGLE MEMBER ADAPTER 3/8” | I007973 | OMOBACC | A | Test480 | 524 | C | Nos.
GKSPEED LCF78 6AWG [GKSPEED20-78S] | I007974 | OMOBACC | A | Test481 | 525 | C | Nos.
LAPTOP | I008027 | CLPTPCMPT | A | Test482 | 526 | C | Nos.
WATER DISPENSER | I008030 | OMISC | A | Test483 | 527 | C | Nos.
ACKNOWLEDGEMENT BOOKLET | I008038 | OSTNMAT | A | Test484 | 528 | C | Nos.
FIXED PEDASTAL | I008082 | CFURNITURE | A | Test485 | 529 | C | Nos.
CAT6 PATCH PANEL, 24 PORTS | I008132 | SOPFIBRNTWK | A | Test486 | 530 | C | Nos.
TAP 8 WAY 26DB | I008180 | OCRITICAL-ITEMS | A | Test487 | 531 | C | Nos.
TAP 8 WAY 23DB | I008181 | OCRITICAL-ITEMS | A | Test488 | 532 | C | Nos.
TAP 8 WAY 20DB | I008183 | OCRITICAL-ITEMS | A | Test489 | 533 | C | Nos.
TAP 8 WAY 17DB | I008185 | OCRITICAL-ITEMS | A | Test490 | 534 | C | Nos.
TAP 8 WAY 32DB | I008187 | OCRITICAL-ITEMS | A | Test491 | 535 | C | Nos.
TAP 4 WAY 35DB | I008193 | OCRITICAL-ITEMS | A | Test492 | 536 | C | Nos.
TAP 4 WAY 32DB | I008195 | OCRITICAL-ITEMS | A | Test493 | 537 | C | Nos.
TAP 4 WAY 29DB | I008196 | OCRITICAL-ITEMS | A | Test494 | 538 | C | Nos.
TAP 4 WAY 26DB | I008197 | OCRITICAL-ITEMS | A | Test495 | 539 | C | Nos.
TAP 4 WAY 23DB | I008198 | OCRITICAL-ITEMS | A | Test496 | 540 | C | Nos.
TAP 4 WAY 20DB | I008199 | OCRITICAL-ITEMS | A | Test497 | 541 | C | Nos.
TAP 4 WAY 17DB | I008200 | OCRITICAL-ITEMS | A | Test498 | 542 | C | Nos.
TAP 4 WAY 14DB | I008201 | OCRITICAL-ITEMS | A | Test499 | 543 | C | Nos.
TAP 4 WAY 11DB | I008202 | OCRITICAL-ITEMS | A | Test500 | 544 | C | Nos.
TAP 4 WAY 8DB | I008203 | OCRITICAL-ITEMS | A | Test501 | 545 | C | Nos.
OFFICE CHAIR | I008213 | CFURNITURE | A | Test502 | 546 | C | Nos.
FLATPACK MCU | I008218 | CRECTSP | A | Test503 | 547 | C | Nos.
FLATPACK 1500 MODULE | I008221 | CRECTSP | A | Test504 | 548 | C | Nos.
DELL POWER CONNECT 3548I SWITCH | I008223 | OCRITICAL-ITEMS | A | Test505 | 549 | C | Nos.
DELL POWER CONNECT 3524I SWITCH | I008224 | OCRITICAL-ITEMS | A | Test506 | 550 | C | Nos.
PAINT | I008273 | OMISC | A | Test507 | 551 | C | Tin
LAVAZZA CAPSULE BLUE ESPRESSO DOLCE | I008294 | OMISC | A | Test508 | 552 | C | Nos.
PALLETE JACK TROLLEY MANUAL 3 TON M30 | I008304 | CTOOLS | A | Test509 | 553 | C | Nos.
AIR CONDITIONER 9K BTU | I008312 | CACNSPR | A | Test510 | 554 | C | Nos.
CAB-ACU:AC POWER CODE (UK), C13, BS 1363, 2.5M | I008334 | CPWRCABLE | A | Test511 | 555 | C | Nos.
DOUBLE CUP PANEL LIFTER | I008399 | CASSTNTCFFO | A | Test512 | 556 | C | Nos.
TELEVES 5456 AC OUTDOOR PSU | I008426 | OCRITICAL-ITEMS | A | Test513 | 557 | C | Nos.
AIR CONDITIONER 24K BTU | I008572 | CACNSPR | A | Test514 | 558 | C | Nos.
PIN CONNECTOR FOR TC500 BRAIDED CABLE | I008598 | OCRITICAL-ITEMS | A | Test515 | 559 | C | Pcs
CAT6 UTP INDOOR CABLE 1000FT/305MTR | I008600 | OCRITICAL-ITEMS | A | Test516 | 560 | C | Roll
GATEWAY M100P SERVER FOR 100 USERS | I008601 | SDHIDATEQ | A | Test517 | 561 | C | Nos.
DELL SFP TRANSCEIVER 1000 BASE SX | I008628 | ODHIDATEQ | A | Test518 | 562 | C | Nos.
COAXIAL CABLE RG6 500MTRS/REEL | I008659 | OCRITICAL-ITEMS | A | Test519 | 563 | C | Roll
UPS APC 2KV (FLOOR STAND) | I008694 | CINSTMAT | A | Test520 | 564 | C | Nos.
6 CORE SM AMOURED FIBER CABLE (JELLY FILLED) | I008716 | OCRITICAL-ITEMS | A | Test521 | 565 | C | Mtr
12 CORE SM ARMOURED FIBER CABLE (JELLY FILLED) | I008717 | OCRITICAL-ITEMS | A | Test522 | 566 | C | Mtr
6 CORE MM AMOURED FIBER CABLE (JELLY FILLED) | I008718 | OCRITICAL-ITEMS | A | Test523 | 567 | C | Mtr
12 CORE MM ARMOURED FIBER CABLE (JELLY FILLED) | I008719 | OCRITICAL-ITEMS | A | Test524 | 568 | C | Mtr
BATTERY VRLA 12V/100AH (MAINTENACE FREE) | I008802 | CPWR SYSTEM | A | Test525 | 569 | C | Nos.
PRINTED ENVELOPES 4 X 9 RIGHT WINDOW | I008827 | OCRITICAL-ITEMS | A | Test526 | 570 | C | Nos.
BUSINESS CARDS | I008915 | OSTNMAT | A | Test527 | 571 | C | Nos.
UNIFORM SHORT LOGO | I008933 | OUNIFMAT | A | Test528 | 572 | C | Nos.
18 ELEMENT YAGI ANTENNA 600-685 MHZ | I008979 | CANTMAST | A | Test529 | 573 | C | Nos.
FU07AAA0B-XXXX :ODU 7.1-7.9 GHZ, ACM. STANDARD POWER | I008993 | OANTMAST | A | Test530 | 574 | C | Nos.
FG78A6A: ODU HSB COUPLER 7.1-8.5 GHZ, ASYMMETRICAL 1.2/6 | I008994 | OANTMAST | A | Test531 | 575 | C | Nos.
FNCS5684A-T:25XE1 INTERFACE UNIT | I009002 | OANTMAST | A | Test532 | 576 | C | Nos.
FKN5674A-T: ALARM AND CONTROL UNIT,8 ALARM INPUTS, 4 RELAY O | I009005 | OANTMAST | A | Test533 | 577 | C | Nos.
IFU AND ODU GROUNDING KIT | I009007 | OINSTMAT | A | Test534 | 578 | C | Nos.
AN-252027-10KT : SINGLE STACK HARDWARE (KIT OF 10) | I009010 | OANTMAST | A | Test535 | 579 | C | Nos.
AN-912MCLICK: HANGERS - 2 RUN (KIT OF 10) | I009011 | OANTMAST | A | Test536 | 580 | C | Nos.
88B5328-K247: PATCH PANEL 25XE1 75 OHM, 1.0/2.3 CONNECTORS. | I009014 | OANTMAST | A | Test537 | 581 | C | Nos.
FOS-SFP-PM:FIBER ONESHOT WITH POWER METER;SINGLE MODE FAULT | I009020 | CMOBSWEQ | A | Test538 | 582 | C | Nos.
AH18-203013 : UMTS DONOR ANTENNA [SAME ANTENNA AS WE USED FO | I009048 | CANTMAST | A | Test539 | 583 | C | Nos.
716F-LCF-78-C02 : 7/8 FEEDER CABLE (CONNECTOR PLASTER 2000) | I009055 | OANTMAST | A | Test540 | 584 | C | Nos.
716M-LCF-78-C02 : 7/8 FEEDER CABLE (CONNECTOR PLASTER 2000) | I009056 | CANTMAST | A | Test541 | 585 | C | Nos.
SCPD3E-800/2501: POWER DIVIDER/OUTDOOR, INDOOR | I009062 | CANTMAST | A | Test542 | 586 | C | Nos.
SCPD3E-800/2502 : POWER DIVIDER/OUTDOOR, INDOOR | I009063 | CANTMAST | A | Test543 | 587 | C | Nos.
GKSPEED20-12S : HIGH SPEED GROUNDING KIT FOR CELLFLEX® LCF 1 | I009064 | OANTMAST | A | Test544 | 588 | C | Nos.
RCD 63A 4P 30MA | I009092 | CPWR SYSTEM | A | Test545 | 589 | C | Nos.
19" RACK MOUNTABLE DC DISTRIBUTIONS – TYPE A | I009140 | CPWR SYSTEM | A | Test546 | 590 | C | Nos.
19" RACK MOUNTABLE DC DISTRIBUTIONS – TYPE B | I009141 | CPWR SYSTEM | A | Test547 | 591 | C | Nos.
A BRACKETS | I009200 | CANTMAST | A | Test548 | 592 | C | Nos.
B BRACKETS | I009201 | CANTMAST | A | Test549 | 593 | C | Nos.
PRUNING SHEAR | I009243 | OTOOLS | A | Test550 | 594 | C | Nos.
CONNECTOR PDR70 FLANGE: AN-163SEM | I009370 | OINSTMAT | A | Test551 | 595 | C | Nos.
HANGER KIT FOR EW63: AN-42396A-7 | I009372 | OINSTMAT | A | Test552 | 596 | C | Nos.
AN-223306-70 - PRESSURE WINDOW | I009375 | OINSTMAT | A | Test553 | 597 | C | Pcs
CELLFLEX 7/8” LOW LOSS CABLE [LCF78-50JA] | I009382 | OLINPLNT | A | Test554 | 598 | C | Mtr
LDF-450 - HELIAX 1/2" LOW LOSS CABLE | I009449 | OINSTMAT | A | Test555 | 599 | C | Mtr
TROPHY | I009532 | OMISC | A | Test556 | 600 | C | Nos.
DC SURGE PROTECTORS (PV140-60-IP66) | I009545 | CPWR SYSTEM | A | Test557 | 601 | C | Nos.
TESTER PEN SCREWDRIVER PROBE LIGHT VOLTAGE DETECTR TEST TOOL | I009557 | CTOOLS | A | Test558 | 602 | C | Nos.
ACCESS FLOOR PANEL (600MM X 600MM X 35MM) | I009574 | CCAPSTK | A | Test559 | 603 | C | Nos.
PEDESTAL SET FLAT HEAD (FFH-300M) | I009575 | CCAPSTK | A | Test560 | 604 | C | Nos.
STRINGERS (600MM) | I009578 | CCAPSTK | A | Test561 | 605 | C | Nos.
SUCTION PANEL LIFTER | I009580 | CCAPSTK | A | Test562 | 606 | C | Nos.
SERVICE OUTLET BOX | I009581 | CCAPSTK | A | Test563 | 607 | C | Nos.
SMARTNET 8X5XNBD CISCO IE3000 SWITCH 8 10/100 +2 T/SFP | I009611 | CTRNACCEQ | A | Test564 | 608 | C | Nos.
202-5205-001:DDF PLUG QT | I009733 | OINSTMAT | A | Test565 | 609 | C | Nos.
202-5208-001:DDF PLUG-RA8000 | I009734 | OINSTMAT | A | Test566 | 610 | C | Nos.
230-830-TNG L:TNC CRIMP PLUG LMR/CNT400 | I009735 | SINSTMAT | A | Test567 | 611 | C | Nos.
230-660-TNG L:TNC RIGHT ANGLED PLUG LMR/CNT 400 | I009736 | SINSTMAT | A | Test568 | 612 | C | Nos.
202-7100-002:U-LINK HDC43/10B | I009738 | OMOBSWEQ | A | Test569 | 613 | C | Nos.
PRUNNING SHEAR: 1211 | I009739 | OTOOLS | A | Test570 | 614 | C | Nos.
101-3202-005/250:BT3002 SHOTGUN 250M | I009746 | OINSTMAT | A | Test571 | 615 | C | Nos.
210-1205-001:BNC QT BT 3002 | I009748 | OINSTMAT | A | Test572 | 616 | C | Nos.
501-1003-027: 10 PAIR DISCONNECTION MODULE | I009781 | CINSTMAT | A | Test573 | 617 | C | Nos.
501-1010-027:PROTECTOR 5B | I009783 | CINSTMAT | A | Test574 | 618 | C | Nos.
401-14001-022:CABLE TIE NAT 3.6 X 140MM | I009791 | OINSTMAT | A | Test575 | 619 | C | Pkt
401-20001I-022:CABLE TIE NAT 3.6 X 200MM | I009797 | OINSTMAT | A | Test576 | 620 | C | Pkt
401-25001-022:CABLE TIE NAT 4.8 X 250MM | I009800 | OINSTMAT | A | Test577 | 621 | C | Pkt
401-30001L-022:CABLE TIE NAT 3.6 X 300MM | I009805 | OINSTMAT | A | Test578 | 622 | C | Pkt
501-1011-027:ARRESTOR 14A | I009874 | CINSTMAT | A | Test579 | 623 | C | Nos.
PRINT CARTRIDGE HP COLOR LASERJET (CC530A BLACK) | I009883 | OSTNMAT | A | Test580 | 624 | C | Nos.
PRINT CARTRIDGE HP COLOR LASERJET (CC531A CYAN) | I009884 | OSTNMAT | A | Test581 | 625 | C | Nos.
PRINT CARTRIDGE HP COLOR LASERJET (CC532A YELLOW) | I009885 | OSTNMAT | A | Test582 | 626 | C | Nos.
PRINT CARTRIDGE HP COLOR LASERJET (CC533A MAGENTA) | I009886 | OSTNMAT | A | Test583 | 627 | C | Nos.
NARADA, BATTERY 12 MPG 150F | I009928 | CPWR SYSTEM | A | Test584 | 628 | C | Nos.
PULL CABLE IN DUCT | I009939 | OSITEMAINT | A | Test585 | 629 | C | Nos.
APC SMART- UPS 1500VA USB AND SERIAL RM 2U 230V | I009953 | SMAINTSP | A | Test586 | 630 | C | Nos.
TY512M : IDENTIFICATION CABLE TIES | I010033 | OINSTMAT | A | Test587 | 631 | C | Nos.
LED MONITOR 22" | I010055 | CMISC | A | Test588 | 632 | C | Nos.
PAR-400 CABLE | I010127 | OINSTMAT | A | Test589 | 633 | C | Mtr
HDC43 3U RECESSEED PANEL | I010129 | OINSTMAT | A | Test590 | 634 | C | Nos.
BT 3002 16 CORE (250M REEL-WHITE) | I010138 | OINSTMAT | A | Test591 | 635 | C | Mtr
TELEMECHANIQUE 4 POLE CONTACTOR 125AMPS | I010285 | OMAINTSP | A | Test592 | 636 | C | Nos.
TELEMECHANIQUE BLOCK, CONTACT MODULE NO. LA1 DN 11 | I010286 | OMAINTSP | A | Test593 | 637 | C | Nos.
MECHANICAL INTERLOCK | I010287 | OMAINTSP | A | Test594 | 638 | C | Nos.
TRENCHING | I010373 | CPWRCABLE | A | Test595 | 639 | C | Mtr
CONDUCT CLIP 522590 | I010403 | OCAPSTK | A | Test596 | 640 | C | Mtr
BRASS COUPLING JOINT (THREADED COUPLER) | I010404 | CCAPSTK | A | Test597 | 641 | C | Nos.
COVER JOINT 200 780453 | I010405 | OCAPSTK | A | Test598 | 642 | C | Nos.
COVER JOINT 300, 780454 | I010406 | OCAPSTK | A | Test599 | 643 | C | Nos.
COVER W5-200 2M WHITE 732275 | I010407 | CCAPSTK | A | Test600 | 644 | C | Nos.
COVER WS-200-2M WHITE 732276 | I010408 | OCAPSTK | A | Test601 | 645 | C | Nos.
CUMMINS BELT(RIB) 3911560 | I010409 | CCAPSTK | A | Test602 | 646 | C | Nos.
CUMMINS ENGINE MOUNT | I010410 | OCAPSTK | A | Test603 | 647 | C | Nos.
CUMMINS PISTON KIT P/N.3802060 | I010411 | OCAPSTK | A | Test604 | 648 | C | Nos.
CUMMINS TURBO CHARGER H1503921 | I010412 | OCAPSTK | A | Test605 | 649 | C | Nos.
CUP-KIT BRAKE (TRUCK) D4100-37G92 | I010413 | OCAPSTK | A | Test606 | 650 | C | Set
CU-PRIMAX 4-50MM 87K94-50B | I010414 | OCAPSTK | A | Test607 | 651 | C | Nos.
DATA CABLES (DXR) | I010419 | OCAPSTK | A | Test608 | 652 | C | Nos.
DATA TRANSFER SWITCH | I010420 | OCAPSTK | A | Test609 | 653 | C | Nos.
DC CLAMP | I010421 | CCAPSTK | A | Test610 | 654 | C | Nos.
DCME CARDS | I010429 | OCAPSTK | A | Test611 | 655 | C | Nos.
CONNECTION WEATHER PROOF KIT 221213 | I010439 | OCAPSTK | A | Test612 | 656 | C | Nos.
CONNECTOR FRAME 15 WAY 483809 | I010444 | OCAPSTK | A | Test613 | 657 | C | Nos.
CONNECTOR FRAME 25 WAY 483815 | I010445 | OCAPSTK | A | Test614 | 658 | C | Nos.
CONNECTOR FRAME 37 WAY 483821 | I010446 | OCAPSTK | A | Test615 | 659 | C | Nos.
CONROD BEARING BUSH (CUMMINS) 39010185 BSH | I010449 | OCAPSTK | A | Test616 | 660 | C | Nos.
CONTROLLER DEEP SEA ELECTRONICS 603 | I010453 | OCAPSTK | A | Test617 | 661 | C | Nos.
COPPER TAPE | I010456 | CCAPSTK | A | Test618 | 662 | C | Nos.
COPPER WALL CLAMPS | I010459 | OCAPSTK | A | Test619 | 663 | C | Nos.
COUPLING 22, 718410 | I010460 | OCAPSTK | A | Test620 | 664 | C | Nos.
CHARGE CONTROLLER MOUNTING KIT EX CMK 02 | I010468 | OCAPSTK | A | Test621 | 665 | C | Nos.
CLAMP V BAND 3903652 | I010473 | OCAPSTK | A | Test622 | 666 | C | Nos.
CNT-400 CONNECTORS AND GROUNDING KIT NERC4-CG-KIT | I010474 | OCAPSTK | A | Test623 | 667 | C | Nos.
COAX CABLE 150M DRUM 158 911 47 | I010475 | OCAPSTK | A | Test624 | 668 | C | Nos.
COAXIAL CABLE 2003- 16CORE 16CORE (250M/ROLL) | I010478 | OCAPSTK | A | Test625 | 669 | C | Mtr
COAXIAL CABLE BT3002 | I010480 | OCAPSTK | A | Test626 | 670 | C | Nos.
COLAR TENSI ROD 54479-50W00 | I010482 | OCAPSTK | A | Test627 | 671 | C | Nos.
COMBINATION KIT (TRUCK) 39241-10E87 | I010484 | OCAPSTK | A | Test628 | 672 | C | Nos.
BEARING 30502-87G00 | I010495 | OCAPSTK | A | Test629 | 673 | C | Nos.
BEARING 21035-65N00 | I010496 | OCAPSTK | A | Test630 | 674 | C | Nos.
BEARING PENION 38120-6100 | I010497 | OCAPSTK | A | Test631 | 675 | C | Nos.
BELT FAN (V-BELT) 11950-43G01 | I010499 | OCAPSTK | A | Test632 | 676 | C | Nos.
BNC 75OHM PLUG | I010504 | OCAPSTK | A | Test633 | 677 | C | Nos.
BRAKE SHOE SET (TRUCK) 09114-F02 | I010517 | OCAPSTK | A | Test634 | 678 | C | Nos.
BRUSH HOLDER 23378-10G00 | I010522 | OCAPSTK | A | Test635 | 679 | C | Nos.
BTS-9100 INDOOR -MBI5 BK16830X2CB | I010524 | OCAPSTK | A | Test636 | 680 | C | Nos.
BULB (TRUCK) 24860-35F00 | I010525 | OCAPSTK | A | Test637 | 681 | C | Nos.
BULB (TRUCK) 25043-18L00 | I010526 | OCAPSTK | A | Test638 | 682 | C | Nos.
BULB (TRUCK) 26736-89902 | I010527 | OCAPSTK | A | Test639 | 683 | C | Nos.
BUSH LOW ARM (TRUCK) 54560-01G00 | I010528 | OCAPSTK | A | Test640 | 684 | C | Nos.
BUSH SPRING 5504-10W00 | I010529 | OCAPSTK | A | Test641 | 685 | C | Nos.
BUSHING 55046-01G00 | I010530 | OCAPSTK | A | Test642 | 686 | C | Nos.
CABLE ANABLE EIRJ45 TO 2BNC 1MTR BT59361909 | I010537 | OCAPSTK | A | Test643 | 687 | C | Nos.
CABLE ASSY PARK 36400-32G13 | I010539 | OCAPSTK | A | Test644 | 688 | C | Nos.
CABLE BOOT (WAVE GUIDE BOOT) WB4-63 | I010540 | OCAPSTK | A | Test645 | 689 | C | Nos.
CABLE ROLLERS 71860 | I010543 | OCAPSTK | A | Test646 | 690 | C | Nos.
CABLE SUPPORT | I010544 | OCAPSTK | A | Test647 | 691 | C | Nos.
CANTILEVER ARM 50L-200 HD WHITE 30725115 | I010550 | OCAPSTK | A | Test648 | 692 | C | Nos.
CANTILEVER ARM 50L-300 HD WHITE 40725117 | I010551 | OCAPSTK | A | Test649 | 693 | C | Nos.
CARTRIDGE TAPE (NEAX BACKUP) | I010553 | OCAPSTK | A | Test650 | 694 | C | Nos.
ALCATEL ODU UNIT 3CC08973AAAC/04 | I010567 | OCAPSTK | A | Test651 | 695 | C | Nos.
ANDREW CNT 400 ODU KIT NERCH4-100M-KT | I010575 | OCAPSTK | A | Test652 | 696 | C | Nos.
ANDREW E BEND 90 DEGREE HW3135 | I010576 | OCAPSTK | A | Test653 | 697 | C | Nos.
ANGLE ADAPTOR (ANGLE UNIT) 15390447 | I010580 | OCAPSTK | A | Test654 | 698 | C | Nos.
ASAHI FUSE HOLDER S-2 | I010594 | OCAPSTK | A | Test655 | 699 | C | Nos.
ATM INTERFACE UNIT 3038692/ H6-AIUB | I010595 | OCAPSTK | A | Test656 | 700 | C | Nos.
ATM SERVICES PROCESS BOARD 3038463/46-APMB | I010596 | OCAPSTK | A | Test657 | 701 | C | Nos.
ATTENUATOR 15DB SC | I010597 | OCAPSTK | A | Test658 | 702 | C | Nos.
ATTENUATOR 5DB SC | I010598 | OCAPSTK | A | Test659 | 703 | C | Nos.
ATTENUATOR FC 10DB | I010599 | OCAPSTK | A | Test660 | 704 | C | Nos.
ATTENUATOR FC 15DB | I010600 | OCAPSTK | A | Test661 | 705 | C | Nos.
ATTENUATOR FC 5DB | I010601 | OCAPSTK | A | Test662 | 706 | C | Nos.
ATTENUATOR SC 10DB | I010604 | OCAPSTK | A | Test663 | 707 | C | Nos.
BALL BEARING (TRUCK) 23120-97E00 | I010614 | OCAPSTK | A | Test664 | 708 | C | Nos.
BATTERY 2.25V 90AH (NARDA) 6-GFM- 9HR | I010621 | OCAPSTK | A | Test665 | 709 | C | Nos.
BATTERY DISCONNECTION UNIT | I010627 | OCAPSTK | A | Test666 | 710 | C | Nos.
BATTERY RACK (EMERSON) 169KG-103KG | I010629 | CCAPSTK | A | Test667 | 711 | C | Nos.
BBG VENDING MACHINE LARGE | I010632 | OCAPSTK | A | Test668 | 712 | C | Roll
EARTH BAR 10 WAY EB65010 | I010637 | OCAPSTK | A | Test669 | 713 | C | Nos.
EARTH BAR 6WAY LK207 | I010639 | CCAPSTK | A | Test670 | 714 | C | Nos.
EARTH PIT | I010642 | OCAPSTK | A | Test671 | 715 | C | Nos.
EARTH ROD | I010643 | OCAPSTK | A | Test672 | 716 | C | Nos.
E-GATE 20/CH/CNCB 4060230000 | I010645 | OCAPSTK | A | Test673 | 717 | C | Nos.
ELTECK RECTIFIRE MODULE SMPS1000 | I010650 | OCAPSTK | A | Test674 | 718 | C | Nos.
ELTEK ALARM MODULE AL175NT | I010651 | OCAPSTK | A | Test675 | 719 | C | Nos.
ELTEK FLAT PACK MPSU 6000 3U MCU #MF0400 000 | I010652 | OCAPSTK | A | Test676 | 720 | C | Nos.
ELTEK RECTIFIRE FRAME SMPS1000 | I010653 | OCAPSTK | A | Test677 | 721 | C | Nos.
ELTEK RECTIFIRE MODULE SM1600 | I010654 | OCAPSTK | A | Test678 | 722 | C | Nos.
ELTEK RECTIFIRE MODULE FLAT PACK 2 2000V | I010656 | OCAPSTK | A | Test679 | 723 | C | Nos.
EMERSON 48300 BCU B24 | I010658 | OCAPSTK | A | Test680 | 724 | C | Nos.
EMERSON 48800 BATTERY DISCONNECTION UNIT BMG 726 222/1 | I010659 | OCAPSTK | A | Test681 | 725 | C | Nos.
EMERSON 48800 SPARE 62/BYB551001 R2C | I010660 | OCAPSTK | A | Test682 | 726 | C | Nos.
EMERSON BATTERY DISCONNECTION UNIT BMG653 15/4 | I010661 | OCAPSTK | A | Test683 | 727 | C | Nos.
EMERSON CONTROLL UNIT BMP 903 041/1 | I010662 | OCAPSTK | A | Test684 | 728 | C | Mtr
EMERSON DC BREAKER 10AMP NFS81281/010 | I010663 | OCAPSTK | A | Test685 | 729 | C | Mtr
EMERSON DC BREAKER 5.0AMP NFS81281/00S | I010664 | OCAPSTK | A | Test686 | 730 | C | Mtr
EMERSON DISTRIBUTION FRAME BMG726102/1 | I010665 | OCAPSTK | A | Test687 | 731 | C | Mtr
EMERSON RECTIFIRE MODULE R48-3200 | I010669 | CCAPSTK | A | Test688 | 732 | C | Nos.
EMERSON UPS SPARE ACI-OIS-C | I010672 | OCAPSTK | A | Test689 | 733 | C | Nos.
EMERSON UPS SPARE CARD 3025595 | I010673 | OCAPSTK | A | Test690 | 734 | C | Nos.
EMERSON UPS SPARE CARD UHW241U11 | I010674 | OCAPSTK | A | Test691 | 735 | C | Nos.
END PLUG 28I, WHITE PLASTIC | I010675 | CCAPSTK | A | Test692 | 736 | C | Nos.
ENVIRONMENT MONITORING BOX 2100049 | I010676 | OCAPSTK | A | Test693 | 737 | C | Box
EOW AND 2X64 KB/S UNIT FNF5674A-T | I010677 | OCAPSTK | A | Test694 | 738 | C | Box
ERICO SHUNT PROTECTOR DSF-6A-75V | I010678 | OCAPSTK | A | Test695 | 739 | C | Box
ETS1 RACK 2200X600X300 | I010682 | OCAPSTK | A | Test696 | 740 | C | Box
EVAPORATOR (TRUCK) 27270-73P00 | I010683 | OCAPSTK | A | Test697 | 741 | C | Box
EVOLUTION ALARM AND CONTROL INTERFACE FKN5674A-T | I010684 | OCAPSTK | A | Test698 | 742 | C | Nos.
EW 63 SS STANDARD HANGER 42396A -7 (ANDREW) | I010691 | OCAPSTK | A | Test699 | 743 | C | Nos.
FAN HUB (TRUCK) 21082-17001 | I010701 | OCAPSTK | A | Test700 | 744 | C | Nos.
FAN UNIT EVOLUTION SERIES FAZZ6233A | I010704 | OCAPSTK | A | Test701 | 745 | C | Nos.
FCD-IP/DC/E1 (RAD) 727001370 | I010705 | OCAPSTK | A | Test702 | 746 | C | Nos.
FCD-IP/DC/E1 (RAD) 727001371 | I010706 | OCAPSTK | A | Test703 | 747 | C | Nos.
FCD-IP/DC/E1 (RAD) 727001373 | I010707 | OCAPSTK | A | Test704 | 748 | C | Nos.
FEED HORH COVER (13M DISH) | I010708 | OCAPSTK | A | Test705 | 749 | C | Nos.
FIBER ADAPTOR CAPLAR SC | I010709 | OCAPSTK | A | Test706 | 750 | C | Nos.
FIBER CAPLER FC | I010711 | OCAPSTK | A | Test707 | 751 | C | Nos.
FIBER OPTIC CABLE, SINGLE MODE DUPLEX CBL 10M: 87W5080-LC10 | I010712 | OINSTMAT | A | Test708 | 752 | C | Nos.
FC/UPC - FC/UPC FIBRE PATCHCORD SM, 10M, 0.9MM | I010713 | OOPFIBRNTWK | A | Test709 | 753 | C | Nos.
FIBER PATCH CORD FC FC 30MTRS | I010714 | OCAPSTK | A | Test710 | 754 | C | Nos.
FC/UPC - LC/UPC FIBRE PATCHCORD SM, 10M, 0.9MM | I010715 | OOPFIBRNTWK | A | Test711 | 755 | C | Nos.
FIBER PATCH CORD FC LC 30MTRS | I010716 | OCAPSTK | A | Test712 | 756 | C | Nos.
FIBER PATCH CORD FC SC 0.5MTRS | I010717 | OCAPSTK | A | Test713 | 757 | C | Nos.
FIBER PATCH CORD LC FC 2MTRS | I010718 | OCAPSTK | A | Test714 | 758 | C | Nos.
LC/UPC - LC/UPC FIBRE PATCHCORD SM, 10M, 0.9MM | I010719 | OOPFIBRNTWK | A | Test715 | 759 | C | Nos.
FIBER PATCH CORD LC LC 2MTRS | I010720 | OCAPSTK | A | Test716 | 760 | C | Nos.
FIBER PATCH CORD LP LP 3MTRS | I010723 | OCAPSTK | A | Test717 | 761 | C | Nos.
FC/UPC - SC/UPC FIBRE PATCHCORD SM, 10M, 0.9MM | I010724 | OOPFIBRNTWK | A | Test718 | 762 | C | Nos.
SC/UPC - SC/UPC FIBRE PATCHCORD SM, 10M, 0.9MM | I010727 | OOPFIBRNTWK | A | Test719 | 763 | C | Nos.
FIBER PATCH CORDS FC - LC 2MTR | I010729 | OCAPSTK | A | Test720 | 764 | C | Nos.
FIBER PATCH CORDS LC - SC 1MTR | I010730 | OCAPSTK | A | Test721 | 765 | C | Nos.
FIBER PIGTAIL FC 10MTRS | I010731 | CCAPSTK | A | Test722 | 766 | C | Nos.
FIBER PIGTAIL LC 10MTRS | I010732 | CCAPSTK | A | Test723 | 767 | C | Nos.
FIBER PIGTAIL SC 10MTRS | I010733 | CCAPSTK | A | Test724 | 768 | C | Nos.
FINT BOARD 1523-4405AS FINT | I010747 | OCAPSTK | A | Test725 | 769 | C | Nos.
FIRE EXTINGUISHER CABINET 9KG | I010748 | OCAPSTK | A | Test726 | 770 | C | Nos.
FIRE FIGHTING RED HOSE WITH CABINET 2T, 2R, 2F, 440C | I010749 | OCAPSTK | A | Test727 | 771 | C | Nos.
FIXED OPTICAL ATTENUATOR 1310/1550NM-5DB 45030021 | I010750 | OCAPSTK | A | Test728 | 772 | C | Nos.
FIXED OPTICAL ATTENUATOR LC 10DB | I010751 | OCAPSTK | A | Test729 | 773 | C | Nos.
FIXED OPTICAL ATTENUATOR LC 5DB | I010752 | OCAPSTK | A | Test730 | 774 | C | Nos.
FLEXIBLE WAVE GUIDE FT15KM-1000-T-0026 | I010756 | OCAPSTK | A | Test731 | 775 | C | Nos.
FLOOR ASSEMBLY FOR SHELTER ASA0690675 | I010760 | OCAPSTK | A | Test732 | 776 | C | Nos.
FRONT ACCESS 32 LINE RETA 3028946 | I010764 | OCAPSTK | A | Test733 | 777 | C | Nos.
FRONT SEAL SERVICE KIT 3904353 | I010767 | OCAPSTK | A | Test734 | 778 | C | Nos.
HUAWEI OSN 3500 MUX OSN3500 | I010772 | OCAPSTK | A | Test735 | 779 | C | Nos.
HUAWEI PANEL SCREW 26020141 | I010773 | OCAPSTK | A | Test736 | 780 | C | Nos.
HUAWEI PANEL SCREW 21140478 | I010774 | OCAPSTK | A | Test737 | 781 | C | Nos.
HUAWEI PHONE PANEL 21140504 | I010775 | OCAPSTK | A | Test738 | 782 | C | Nos.
HUAWEI STM 16 CARD SF16 SSN1SF1601 | I010777 | OCAPSTK | A | Test739 | 783 | C | Nos.
HUAWEI STM1 CARD SLQ1 SSN1SLQ114 | I010778 | OCAPSTK | A | Test740 | 784 | C | Nos.
HUAWEI STM1 ELECTRICAL PROTECTION CARD/TSB8 SSN1TSB8 | I010779 | OCAPSTK | A | Test741 | 785 | C | Nos.
IF RELAY (E/S) | I010787 | OCAPSTK | A | Test742 | 786 | C | Nos.
INDIACTION LIGHT 00.220.-AC240V | I010790 | OCAPSTK | A | Test743 | 787 | C | Nos.
INDICATING LAMP 230V 47.865.11.0.00 | I010791 | OCAPSTK | A | Test744 | 788 | C | Nos.
INSULATED COPPER TAPE 100M/50M | I010798 | CCAPSTK | A | Test745 | 789 | C | Nos.
INTERGRATED FLOOR ASSY ASA06N0675 | I010800 | OCAPSTK | A | Test746 | 790 | C | Nos.
INTERMODULE CABLE KIT A1197-CK1 | I010802 | OCAPSTK | A | Test747 | 791 | C | Nos.
IP1 FE PORT CABLE STRIGHT 0.5MTR 116WA-0334-09.00 | I010804 | OCAPSTK | A | Test748 | 792 | C | Nos.
IT TEMPERATURE MONITOR MODEL E4 | I010810 | OCAPSTK | A | Test749 | 793 | C | Nos.
JOINT 21 HDG 791200 | I010811 | OCAPSTK | A | Test750 | 794 | C | Nos.
JOURNAL KIT (TRUCK) 3715-49W26 | I010812 | OCAPSTK | A | Test751 | 795 | C | Nos.
JUNCTION BOX MOUNTING PLAT 2015-948 | I010813 | CCAPSTK | A | Test752 | 796 | C | Nos.
KICK BAR KIT UKP-450-BS | I010814 | OCAPSTK | A | Test753 | 797 | C | Nos.
KIK FUSE WITH HOLDER LK02-32 | I010815 | OCAPSTK | A | Test754 | 798 | C | Nos.
KIT TURBO REPAIR 3802147 | I010817 | OCAPSTK | A | Test755 | 799 | C | Nos.
LAMP LICENCE (TRUCK) B6510-23G00 | I010822 | OCAPSTK | A | Test756 | 800 | C | Nos.
LC LC BLUE SHELL PLASTIC 14130248 | I010824 | OCAPSTK | A | Test757 | 801 | C | Nos.
LENS FRONT TURN (TRUCK) 26121-56L00 | I010826 | OCAPSTK | A | Test758 | 802 | C | Nos.
LG ATM CONTROLLER | I010829 | OCAPSTK | A | Test759 | 803 | C | Nos.
LIGHTNNING ARRESTORS 21M 21M | I010830 | CCAPSTK | A | Test760 | 804 | C | Nos.
LIGHTNNING ARRESTORS 45M 45M | I010831 | OCAPSTK | A | Test761 | 805 | C | Nos.
LIGHTNNING ARRESTORS 60M 60M | I010832 | OCAPSTK | A | Test762 | 806 | C | Nos.
LIMIT SWITCH (13M DISH ANTENNA) | I010833 | OCAPSTK | A | Test763 | 807 | C | Nos.
LRE CARDS | I010843 | OCAPSTK | A | Test764 | 808 | C | Nos.
MAIN DISTRIBUTION FRAME COM 80-2/2RHG-450 | I010853 | OCAPSTK | A | Test765 | 809 | C | Nos.
MAST LIGHT | I010899 | OCAPSTK | A | Test766 | 810 | C | Nos.
MAST LIGHT UNIT 2BULBS/UNIT | I010901 | OCAPSTK | A | Test767 | 811 | C | Nos.
MCB 4POLE, 500M (ABB) TIB160 | I010902 | OCAPSTK | A | Test768 | 812 | C | Nos.
MEGAPLEX 2100 (RAD) 704636715 | I010905 | OCAPSTK | A | Test769 | 813 | C | Nos.
MEGAPLEX CARD (RAD) 704000824 | I010906 | OCAPSTK | A | Test770 | 814 | C | Pkt
MEGAPLEX CARD (RAD) 704000822 | I010907 | OCAPSTK | A | Test771 | 815 | C | Nos.
MEGAPLEX CARD (RAD) 704000823 | I010908 | OCAPSTK | A | Test772 | 816 | C | Nos.
MEGAPLEX CARD (RAD) 704000787 | I010909 | OCAPSTK | A | Test773 | 817 | C | Nos.
MEGAPLEX CARD (RAD) 704000788 | I010910 | OCAPSTK | A | Test774 | 818 | C | Nos.
MEGAPLEX CARD (RAD) 704000781 | I010911 | OCAPSTK | A | Test775 | 819 | C | Nos.
METAL ENCLOSED 4 POLE CHANGE OVER SWITCH | I010913 | OCAPSTK | A | Test776 | 820 | C | Nos.
MFB CABINET -33RU | I010916 | CCAPSTK | A | Test777 | 821 | C | Nos.
MICRO TELEPHONE W/CORD AND HOLDER: 87A10-E3 | I010918 | OCAPSTK | A | Test778 | 822 | C | Nos.
MODULE AND PACKING ASSEMBLY 2169310400 | I010926 | OCAPSTK | A | Test779 | 823 | C | Pcs
MRO TEK PACH PANAL BALUN-RJ45-BNC/16E1 | I010930 | OCAPSTK | A | Test780 | 824 | C | Nos.
MRO-TEK IVY01 MODEM 998-1604 | I010934 | OCAPSTK | A | Test781 | 825 | C | Nos.
MROTEK WIRELSS MODEM UNIT V311 E1/T1 MODEM | I010935 | OCAPSTK | A | Test782 | 826 | C | Nos.
MSAN EQUIPED WITH 128 PORTS 10/12. | I010938 | OCAPSTK | A | Test783 | 827 | C | Nos.
MSAN HABD FRAME | I010941 | OCAPSTK | A | Test784 | 828 | C | Nos.
MSAN RACK SUPPORT & INSTALLATION COMPONENTS 8/10. | I010942 | OCAPSTK | A | Test785 | 829 | C | Nos.
MSAN TRUNK CABLE | I010943 | OCAPSTK | A | Test786 | 830 | C | Nos.
MSC RACK (ALCATEL) | I010944 | OCAPSTK | A | Test787 | 831 | C | Nos.
MULTIPAIR CABLE FOR E1 5MTR UWMK6567 | I010945 | OCAPSTK | A | Test788 | 832 | C | Nos.
NERA EVOLUTION RIU FDM5559A-T | I010964 | OCAPSTK | A | Test789 | 833 | C | Nos.
1000B-T SFP TRANSCEIVER HBCU5710R | I010968 | OCAPSTK | A | Test790 | 834 | C | Nos.
1000B-T SFP TRANSCEIVER HFCT-5710LP | I010969 | OCAPSTK | A | Test791 | 835 | C | Nos.
15/8" STANDERD GROUNDING KIT 241088-4 | I010972 | OCAPSTK | A | Test792 | 836 | C | Nos.
16 PORT COMBINED SUBSCRIBE 3037703 | I010975 | OCAPSTK | A | Test793 | 837 | C | Nos.
18 PORT ENTRANCE 204673-18 | I010976 | OCAPSTK | A | Test794 | 838 | C | Nos.
1X16PLC SPLITTER MODULE QXX0203400 | I010977 | OCAPSTK | A | Test795 | 839 | C | Nos.
25X E1 INTERFACE UNIT FNCS5684A-T | I010980 | OCAPSTK | A | Test796 | 840 | C | Nos.
2XS-1.1-LC,SMART NOD C 50021-45AAICS01 | I010981 | OCAPSTK | A | Test797 | 841 | C | Nos.
2XS- 1.1 + 21 X E1 SMART NOD A 50022-04AAICS03 | I010982 | OCAPSTK | A | Test798 | 842 | C | Nos.
32 CHANNEL REVERESE POLARI 3036935 | I010983 | OCAPSTK | A | Test799 | 843 | C | Nos.
48DCDC.-5-100W-MINI4 50021-06ABICS01 | I010988 | OCAPSTK | A | Test800 | 844 | C | Nos.
4RF RADIO (APPRISSA) EX-600-1M75-48 | I010991 | OCAPSTK | A | Test801 | 845 | C | Nos.
4RT RADIO (APPRISSA) APXE-N600-3M5-PO-48-ET00 | I010992 | OCAPSTK | A | Test802 | 846 | C | Nos.
4RF RADIO (APPRISSA) APXE-N600-1M7-PO-48-ET00 | I010993 | OCAPSTK | A | Test803 | 847 | C | Nos.
4RT RADIO (APPRISSA) EX-600-3M5-48 | I010994 | OCAPSTK | A | Test804 | 848 | C | Nos.
63X EI -LFH SMART NODE C, SERVICE MODULE 50021-32AAICS02 | I010996 | OCAPSTK | A | Test805 | 849 | C | Nos.
8 FAN IU FAN BOX SHEILLED 2120327 | I010999 | OCAPSTK | A | Test806 | 850 | C | Nos.
8 PORT ENTRANCE 204673-8 | I011000 | OCAPSTK | A | Test807 | 851 | C | Nos.
A/C CONDENCER UNIT (EMERSON) HCE49-0015 | I011006 | OCAPSTK | A | Test808 | 852 | C | Pkt
ACCESS SERVICE PROCESS BOARD OF SLAVE FRAME 3038463 | I011009 | OCAPSTK | A | Test809 | 853 | C | Pcs
ACCESSORIES BBS 400D ROHS-5, 4070642405 | I011010 | OCAPSTK | A | Test810 | 854 | C | Pcs
AIR FILTER (GENSET) 1181316 | I011025 | OCAPSTK | A | Test811 | 855 | C | Pkt
ALARM AND CONTROL UNIT: FKN5674A-T | I011030 | OTRNCNEWEQ | A | Test812 | 856 | C | Pcs
FUEL FILTER (GENSET) FF5052 | I011035 | OCAPSTK | A | Test813 | 857 | C | Nos.
FUEL FILTER (GENSET) WF2073 | I011036 | OCAPSTK | A | Test814 | 858 | C | Nos.
FUEL FILTER (GENSET) FS1280 | I011037 | OCAPSTK | A | Test815 | 859 | C | Nos.
FUEL FILTER MF-234 16405-02N10 | I011045 | OCAPSTK | A | Test816 | 860 | C | Pcs
FUEL FILTER MF-294 16546-01T70 | I011046 | OCAPSTK | A | Test817 | 861 | C | Pcs
FUEL/WATER SEPERATOR FILTER (FLEET GURD) FS1251 | I011049 | OCAPSTK | A | Test818 | 862 | C | Nos.
FUSE (CONTROL PANEL) | I011051 | OCAPSTK | A | Test819 | 863 | C | Pcs
GAMATRONIC RECTIFIRE FRAME PS1006 | I011054 | OCAPSTK | A | Test820 | 864 | C | Pcs
GAMERTRONIC MANAGEMENT CARD 199GMACI-E | I011055 | OCAPSTK | A | Test821 | 865 | C | Pcs
GAMTRONIC RECTIFIRE MODULE HPSUV 48-2S | I011056 | CCAPSTK | A | Test822 | 866 | C | Nos.
GASKET 3902666 | I011059 | OCAPSTK | A | Test823 | 867 | C | Kit
GASKET KIT (CUMMINS) 3931346 | I011062 | OCAPSTK | A | Test824 | 868 | C | Nos.
GASKET KIT (CUMMINS) 3804897 | I011063 | OCAPSTK | A | Test825 | 869 | C | Nos.
GASKET KIT (CUMMINS) 3802376 | I011064 | OCAPSTK | A | Test826 | 870 | C | Nos.
GASKET KIT (NISSAN) 10101-43G28 | I011066 | OCAPSTK | A | Test827 | 871 | C | Nos.
GASKET SET (CUMMINS GENSET) | I011067 | OCAPSTK | A | Test828 | 872 | C | Nos.
GROUND/ EARTH PLATE | I011077 | CCAPSTK | A | Test829 | 873 | C | Pcs
GROUNDING KIT 1/2" GKSPEED 20-12P | I011079 | OCAPSTK | A | Test830 | 874 | C | Nos.
GKSPEED 20-78P:GROUNDING KIT | I011080 | CCAPSTK | A | Test831 | 875 | C | Nos.
GUN METAL ROD TO CABLE CLAMP (D-CLAMP) | I011083 | CCAPSTK | A | Test832 | 876 | C | Kit
H STRUCTURE FRONT FOOT 2015-250 | I011085 | CCAPSTK | A | Test833 | 877 | C | Nos.
H STRUCTURE REAR FOOT 2015-250 | I011086 | CCAPSTK | A | Test834 | 878 | C | Nos.
HALOGEN BULB (13M DISH) | I011088 | OCAPSTK | A | Test835 | 879 | C | Nos.
HARD HAT SECUER BOX 325-6177 | I011090 | OCAPSTK | A | Test836 | 880 | C | Nos.
HEADLIGHT ASSY (TRUCK) SAE-H83 | I011095 | OCAPSTK | A | Test837 | 881 | C | Nos.
HOSE FOR AIR CLEANER 03.063.02.0.00 | I011096 | OCAPSTK | A | Test838 | 882 | C | Nos.
HUAWEI GPX147-ST10-STORAGE UNIT 2080597 | I011101 | OCAPSTK | A | Test839 | 883 | C | Pcs
DDF BLOCK TYPE 43 | I011117 | CCAPSTK | A | Test840 | 884 | C | Nos.
DDF FRAME HDC 2.2X 900, 4 VERT | I011120 | OCAPSTK | A | Test841 | 885 | C | Nos.
DEHYDRATER SPARE KIT | I011123 | OCAPSTK | A | Test842 | 886 | C | Nos.
DEHYDRATOR PUMP | I011124 | OCAPSTK | A | Test843 | 887 | C | Nos.
DELAIR DEHYDRATER ETSILINE 52 ETS-52-A | I011125 | OCAPSTK | A | Test844 | 888 | C | Nos.
DELAY TIMER (CONTROL PANEL) | I011127 | OCAPSTK | A | Test845 | 889 | C | Nos.
DENSO TAPE | I011129 | CCAPSTK | A | Test846 | 890 | C | Nos.
DIODE BLOCK (CONTROL PANEL) NR.2954785 | I011133 | OCAPSTK | A | Test847 | 891 | C | Nos.
DIODE SET RSK-1101 | I011134 | OCAPSTK | A | Test848 | 892 | C | Nos.
DIPLEXER FILTER BDCDE-800/2200 | I011135 | OCAPSTK | A | Test849 | 893 | C | Nos.
DRIVING STUD BOLT | I011145 | OCAPSTK | A | Test850 | 894 | C | Nos.
DXC 100 FRAME MKT-606-00110 | I011152 | OCAPSTK | A | Test851 | 895 | C | Nos.
DXC 30E CONTROLLER CARD 15139405 | I011153 | OCAPSTK | A | Test852 | 896 | C | Nos.
DXC 30E CONTROLLER CARD BE200005634 | I011154 | OCAPSTK | A | Test853 | 897 | C | Nos.
DXC 30E CONTROLLER CARD | I011155 | OCAPSTK | A | Test854 | 898 | C | Nos.
DXC CABLE | I011156 | OCAPSTK | A | Test855 | 899 | C | Nos.
DXC FRAME INCLUDING DXC FUBU6663A-T | I011157 | OCAPSTK | A | Test856 | 900 | C | Nos.
DXC-M-8E1 B-301/K-301 | I011161 | OCAPSTK | A | Test857 | 901 | C | Nos.
DXC-ME-8E1 15139429 | I011162 | OCAPSTK | A | Test858 | 902 | C | Nos.
E1 FRONT ACCESS TRANSISTER 3028495 | I011169 | OCAPSTK | A | Test859 | 903 | C | Nos.
E1 VEDIO SERVER SUB FBVAD3000 F8-E215112A | I011171 | OCAPSTK | A | Test860 | 904 | C | Nos.
E1 VEDIO SERVER C-O FBVAD3000 F8-R215112A | I011172 | OCAPSTK | A | Test861 | 905 | C | Nos.
E2312 ENCODER (ANT.ANGLE DETECTOR) 721-682436 | I011174 | OCAPSTK | A | Test862 | 906 | C | Nos.
NERA MODEM BOARD 8MDN101B | I011176 | OCAPSTK | A | Test863 | 907 | C | Nos.
NOCO BATTERY CLEANER E403 1402 | I011244 | OCAPSTK | A | Test864 | 908 | C | Nos.
NUT STUD-FRONT HUB 43245-C040 | I011252 | OCAPSTK | A | Test865 | 909 | C | Nos.
ONU 404I MODULE AND PACKING ASSEMBLY 2169124406 | I011278 | OCAPSTK | A | Test866 | 910 | C | Nos.
OPTICAL LIGHT ATTENUATORS,OLA-55M | I011281 | OCAPSTK | A | Test867 | 911 | C | Nos.
OPTION FOR DXC FRAME SHELF EVOP-DXC-SHELF | I011283 | OCAPSTK | A | Test868 | 912 | C | Nos.
OSCILLOQUARTZ CARD, 942.085.070.01 | I011286 | OCAPSTK | A | Test869 | 913 | C | Nos.
OSCILLOQUARTZ DPS, 942.085.920 | I011287 | OCAPSTK | A | Test870 | 914 | C | Nos.
OSCILLOQUARTZ DUMMY LOAD CARD 942.085.941 | I011288 | OCAPSTK | A | Test871 | 915 | C | Nos.
OSCILLOQUARTZ DUMMY LOAD CARD, 942.085.942 | I011289 | OCAPSTK | A | Test872 | 916 | C | Nos.
OSCILLOQUARTZ GPS , 942.082.080.02 | I011290 | OCAPSTK | A | Test873 | 917 | C | Nos.
OSCILLOQUARTZ GPS RECIEVER, AC/DC, 942.081.027.02 | I011291 | OCAPSTK | A | Test874 | 918 | C | Nos.
OSCILLOQUARTZ GPS RECIEVER, DC/DC, 942.081.028.02 | I011292 | OCAPSTK | A | Test875 | 919 | C | Nos.
OSCILLOQUARTZ LAMP TEST CARD, 942.085.548.115 | I011293 | OCAPSTK | A | Test876 | 920 | C | Nos.
OSCILLOQUARTZ OCSO 8665, 942.082.071.01 | I011294 | OCAPSTK | A | Test877 | 921 | C | Nos.
OSCILLOQUARTZ SAU CARD, 942.085.222 | I011295 | OCAPSTK | A | Test878 | 922 | C | Nos.
OSCILLOQUARTZ TOM, 942.082.063.03 | I011297 | OCAPSTK | A | Test879 | 923 | C | Nos.
OSCILLOQUATZ OCXO 8695 AS, 945.869.500 | I011298 | OCAPSTK | A | Test880 | 924 | C | Nos.
OSCILLOQUATZ DIODE , 942.085.180.14 | I011299 | OCAPSTK | A | Test881 | 925 | C | Nos.
OSILLOQUARTZ OUTPUT PANEL, 956 100 | I011300 | OCAPSTK | A | Test882 | 926 | C | Nos.
OSILLOQUARTZ DL-OIU, 942.085.944 | I011301 | OCAPSTK | A | Test883 | 927 | C | Nos.
PACKET VOICE MODULE 3038934 | I011304 | OCAPSTK | A | Test884 | 928 | C | Nos.
PATCH CABLE FOR E1/T1 EVOLUTION SERIES UWMK6706 | I011311 | OCAPSTK | A | Test885 | 929 | C | Nos.
PATCH PANEL 1RU32XBNC BALLOON, M1300936R1 | I011312 | OCAPSTK | A | Test886 | 930 | C | Nos.
PATCH PANEL 25XE1 750MM FOR BNC CONNECTORS 88B5328-245 | I011314 | OCAPSTK | A | Test887 | 931 | C | Nos.
PISTON KIT (TRUCK), 30621-0T090 | I011322 | OCAPSTK | A | Test888 | 932 | C | Nos.
PISTON RING KIT, 3802040 | I011323 | OCAPSTK | A | Test889 | 933 | C | Nos.
PLASTIC WALL CLAMP | I011325 | OCAPSTK | A | Test890 | 934 | C | Nos.
POLYPHASER SURGE PROTECTOR / 4.5MHZ TO 400MHZ, 9090-1910 | I011326 | OCAPSTK | A | Test891 | 935 | C | Nos.
TRANSIENT EARTH CLAMP - TEC 100 | I011327 | OCAPSTK | A | Test892 | 936 | C | Nos.
POWER BOX ASSEMBLY COMPON 2350707 | I011329 | OCAPSTK | A | Test893 | 937 | C | Nos.
POWER BOX ASSEMBLY COMPON 2350708 | I011330 | OCAPSTK | A | Test894 | 938 | C | Nos.
POWER CABLE ARMARD 2CORE | I011332 | CCAPSTK | A | Test895 | 939 | C | Mtr
POWER CABLE LABEL, 29041061 | I011333 | OCAPSTK | A | Test896 | 940 | C | Nos.
POWER CONTACTOR 3H.890.31.0.00 | I011336 | OCAPSTK | A | Test897 | 941 | C | Nos.
POWER DISTRIBUTION BOX 2120312 | I011338 | OCAPSTK | A | Test898 | 942 | C | Nos.
POWER SYNC UNIT FWPN5735AT | I011342 | OCAPSTK | A | Test899 | 943 | C | Nos.
PROFILE PRITECTION 28P PLASTIC 732151 | I011347 | OCAPSTK | A | Test900 | 944 | C | Nos.
PROFILE SUPPORT PIECES 37, 730189 | I011348 | OCAPSTK | A | Test901 | 945 | C | Nos.
PUMP FUEL TRANSFER, 3904374 | I011349 | OCAPSTK | A | Test902 | 946 | C | Nos.
RACK INSTALLATION KIT FOR SPLIT MOUNT SYSTEM ABZ6478 | I011356 | OCAPSTK | A | Test903 | 947 | C | Nos.
RACK SUPPORT BAR-L-225CM: MJK46 | I011358 | OINSTMAT | A | Test904 | 948 | C | Nos.
RADIATOR FAN | I011362 | OCAPSTK | A | Test905 | 949 | C | Nos.
RADIATOR HOSE ,3279245 | I011363 | OCAPSTK | A | Test906 | 950 | C | Nos.
RADIATOR HOSE,63549 | I011364 | OCAPSTK | A | Test907 | 951 | C | Nos.
RECTANGUAR WAVE GUDE 1MTR,3AW148C-3 | I011371 | OCAPSTK | A | Test908 | 952 | C | Nos.
RELAY, B153E/MT | I011385 | OCAPSTK | A | Test909 | 953 | C | Nos.
REM CLAMP 8119031 | I011388 | OCAPSTK | A | Test910 | 954 | C | Nos.
REMORT SUBSCRIBER PROCESS 3039850 | I011389 | OCAPSTK | A | Test911 | 955 | C | Nos.
RFU-C COUPLER KIT MK-4002-0-09-06 | I011391 | OCAPSTK | A | Test912 | 956 | C | Nos.
RICI MODEM 998-1513 | I011398 | OCAPSTK | A | Test913 | 957 | C | Nos.
ROCKER COVER GASKET 02.024.41.0.00 | I011402 | OCAPSTK | A | Test914 | 958 | C | Nos.
GUN METAL ROD TO TAPE CLAMP (D-CLAMP) | I011404 | OCAPSTK | A | Test915 | 959 | C | Nos.
ROOM AIR CONDITIONER (1800BTU) 1W-M1863BCT | I011405 | OCAPSTK | A | Test916 | 960 | C | Nos.
SEAL DUST, 40228-31G00 | I011420 | OCAPSTK | A | Test917 | 961 | C | Nos.
SEAL HUB FRONT, 40232-31G00 | I011421 | OCAPSTK | A | Test918 | 962 | C | Nos.
SEAL-OIL INNER,40227-31G01 | I011426 | OCAPSTK | A | Test919 | 963 | C | Roll
SEAL-OIL INNER & REAR,43252-01G00 | I011427 | OCAPSTK | A | Test920 | 964 | C | Roll
SEAT REAR SPR ,55243-31G00 | I011428 | OCAPSTK | A | Test921 | 965 | C | Roll
SECONDARY POWER BOARD 3037641 | I011429 | OCAPSTK | A | Test922 | 966 | C | Nos.
SENSOR ASSY (TRUCK),25010-74P01 | I011430 | OCAPSTK | A | Test923 | 967 | C | Nos.
SFP OPTICAL INTERFACE 1000 BASE ER-8000-0 | I011433 | OCAPSTK | A | Test924 | 968 | C | Nos.
SFP OPTICAL TRANSRECEIVER 87G38C-CCP 1250B4QSM | I011434 | OCAPSTK | A | Test925 | 969 | C | Nos.
SHELF FOR DXC FRAME AND 41 FU- UBM6409 | I011438 | OCAPSTK | A | Test926 | 970 | C | Nos.
SHUNT, BMF 630 035/02 | I011440 | OCAPSTK | A | Test927 | 971 | C | Nos.
SHUNT PROTECTOR MODULE, SD 150 | I011442 | CCAPSTK | A | Test928 | 972 | C | Nos.
SIDE ROD ASSY, 48510-61G25 | I011443 | OCAPSTK | A | Test929 | 973 | C | Nos.
SINGLE CABLE BROADBAND 404444868 | I011450 | OCAPSTK | A | Test930 | 974 | C | Nos.
SINGLE WALLROOF FEED THURU ASSEMBLY 245314-63 (ANDREW) | I011453 | OCAPSTK | A | Test931 | 975 | C | Nos.
SMART NOD C64X64 X20G 50026-02BC ICS06 | I011458 | OCAPSTK | A | Test932 | 976 | C | Nos.
SOCKET COAXIAL 43/8FS HDC (DDF) | I011464 | OCAPSTK | A | Test933 | 977 | C | Nos.
SPACER (TRUCK), 38165-P0102 | I011471 | OCAPSTK | A | Test934 | 978 | C | Nos.
SPACER BEARING AXELE, 43070-01G00 | I011472 | OCAPSTK | A | Test935 | 979 | C | Nos.
SPRING FRONT (TRUCK), 54010-32G00 | I011478 | OCAPSTK | A | Test936 | 980 | C | Nos.
STAINLESS STEEL ANGLE UA-3 | I011486 | OCAPSTK | A | Test937 | 981 | C | Nos.
STANDARD WG INSTALLATION KIT 59AW104A-R70 | I011487 | OCAPSTK | A | Test938 | 982 | C | Nos.
STARTING MOTOR, 1-3921403 | I011489 | OCAPSTK | A | Test939 | 983 | C | Nos.
STARTING MOTOR (CUMMINS), 96A23 | I011490 | OCAPSTK | A | Test940 | 984 | C | Nos.
SUB ARRAY JUNCTION BOX ASSEMBLY CK-JB01-03 | I011508 | OCAPSTK | A | Test941 | 985 | C | Nos.
SUB ASSY OF BLACK FACEPLATE 6176116006 | I011509 | OCAPSTK | A | Test942 | 986 | C | Nos.
SURGE FILTER , LPI PLSF-6A | I011516 | CCAPSTK | A | Test943 | 987 | C | Nos.
SURGE PROTECTOR PANEL BOARD TSG-SRF3400 | I011518 | OCAPSTK | A | Test944 | 988 | C | Nos.
TERMINAL 10-12,87K31-15 | I011529 | OCAPSTK | A | Test945 | 989 | C | Nos.
TERMINAL 10-6,87K31-10 | I011530 | OCAPSTK | A | Test946 | 990 | C | Nos.
TEST SYSTEM OF SUBSCRIBER 3038673 | I011532 | OCAPSTK | A | Test947 | 991 | C | Nos.
THERMO SENSOR ,3914081 | I011539 | OCAPSTK | A | Test948 | 992 | C | Nos.
THERMOSTAT ,3802273 | I011540 | OCAPSTK | A | Test949 | 993 | C | Nos.
THERMOSTAT (TRUCK) ,2767401G00 | I011541 | OCAPSTK | A | Test950 | 994 | C | Nos.
TIMER DELAY BLOCK ,LA3D20A65 | I011549 | OCAPSTK | A | Test951 | 995 | C | Nos.
TRACE PHOTOVATIC CHARGE CONTROLLER, C12, C35, C40, C60 | I011552 | OCAPSTK | A | Test952 | 996 | C | Nos.
TRANSFORMER SAT 600, 348-328-8067 | I011558 | OCAPSTK | A | Test953 | 997 | C | Nos.
ERICO TRANSIENT DISIMINATING FILTER TDF-10A-240V | I011559 | OCAPSTK | A | Test954 | 998 | C | Nos.
TRANSRECEIVER(NERA) 6.4-7.1 GHZ FLU6ABB0A | I011561 | OCAPSTK | A | Test955 | 999 | C | Nos.
TRUNK CABLE ,155M/CLOCK/LI ,4044337 | I011565 | OCAPSTK | A | Test956 | 1000 | C | Nos.
TRUNK CABLE 155M/CBCK/LT 4044337 | I011566 | OCAPSTK | A | Test957 | 1001 | C | Nos.
TSG SURGE REDUCTION FILTER -SN:506678003 | I011570 | OCAPSTK | A | Test958 | 1002 | C | Nos.
TYPE 43 BALUN CONNECTOR | I011573 | CCAPSTK | A | Test959 | 1003 | C | Nos.
U3-100C-BL BATTERY CABINET 24050073 | I011575 | OCAPSTK | A | Test960 | 1004 | C | Nos.
UNIT ASSEMBLY FOR BBS 400D 2424258405 | I011580 | OCAPSTK | A | Test961 | 1005 | C | Nos.
UNIVERSAL SNAPPING HANGER EWSH-63 | I011582 | OCAPSTK | A | Test962 | 1006 | C | Nos.
UPS BATTERY U12 038/A (EMERSON) | I011584 | OCAPSTK | A | Test963 | 1007 | C | Nos.
UPS FUSE FOR VSAT,AC 250V,20A,25SHA20S | I011587 | OCAPSTK | A | Test964 | 1008 | C | Nos.
USED NEC SATLITE MODEM | I011589 | OCAPSTK | A | Test965 | 1009 | C | Nos.
U-VER BINDER CONNECTOR | I011590 | OCAPSTK | A | Test966 | 1010 | C | Nos.
RACOR FILTER (GENSET) 2040PM | I011608 | OCAPSTK | A | Test967 | 1011 | C | Nos.
WALL BRACKET 11-25,713208 | I011614 | CCAPSTK | A | Test968 | 1012 | C | Nos.
WATER PUMP (TRUCK) 21010-80G85 | I011617 | OCAPSTK | A | Test969 | 1013 | C | Nos.
WG-SEAMLESS KIT WR 137 2FIT, MK-0182-0 | I011621 | OCAPSTK | A | Test970 | 1014 | C | Nos.
WG-SEAMLESS KIT WR 137 3FIT, MK-0185-0 | I011622 | OCAPSTK | A | Test971 | 1015 | C | Nos.
WR137 90 TWIST -137HHSG | I011633 | OCAPSTK | A | Test972 | 1016 | C | Nos.
WR137 STRIGHT SECTION R137MH02-03HSG | I011636 | OCAPSTK | A | Test973 | 1017 | C | Nos.
WR137 STRIGHT SECTION R137MH03-05HSG | I011637 | OCAPSTK | A | Test974 | 1018 | C | Nos.
WRIST STRIPE, 28050001 | I011639 | OCAPSTK | A | Test975 | 1019 | C | Nos.
YUASA BATTERY 12V, 12AH, NP12-12 | I011645 | OCAPSTK | A | Test976 | 1020 | C | Nos.
YUASA BATTERY 12V, 5.0AH, NPH5-12 | I011646 | OCAPSTK | A | Test977 | 1021 | C | Nos.
YUASA BATTERY STAND SIZE: 12" 2TIR,2F, 860C | I011648 | OCAPSTK | A | Test978 | 1022 | C | Nos.
YUASA BATTERY STAND SIZE: 24" | I011649 | OCAPSTK | A | Test979 | 1023 | C | Nos.
YUASA BATTERY STAND SIZE 36" | I011650 | OCAPSTK | A | Test980 | 1024 | C | Nos.
YUASA BATTERY STAND SIZE: 48" | I011651 | OCAPSTK | A | Test981 | 1025 | C | Nos.
YUASA SYRINGE HYDROMETER -FINE SCALE 1.2421.30 | I011652 | OCAPSTK | A | Test982 | 1026 | C | Nos.
10L06BL1B1BA0A:XCVR 6471G LOW1 SD 28/40M SP I | I011755 | OBRBPLEQ | A | Test983 | 1027 | C | Nos.
ASMI-54L/4ETH/2W SHDSL BIS | I011801 | OCRITICAL-ITEMS | A | Test984 | 1028 | C | Nos.
PATCH CORD LC/PC- SC/PC (SM) 3MTR (DUPLEX) | I011859 | OMISC | A | Test985 | 1029 | C | Nos.
PATCH CORD ETHERNET CAT6 1.5MTR | I011868 | OINSTMAT | A | Test986 | 1030 | C | Nos.
RF-SPLITTER 4-WAY(FV4, 5-1000 MHZ) P/N:3021200 | I011876 | SMISC | A | Test987 | 1031 | C | Nos.
RF-SPLITTER 4-WAY (FVS 4P, 5-2500MHZ) P/N:3061700 | I011877 | SMISC | A | Test988 | 1032 | C | Nos.
PUSH PULL CABLE | I011940 | OENGSPARES | A | Test989 | 1033 | C | Nos.
4 PORT MINI FIBER DISTRIBUTION FRAME P/N:GFDF-P-4-S-CP | I012045 | OCRITICAL-ITEMS | A | Test990 | 1034 | C | Nos.
ALCATEL OMNIPCX OFFICE - HARDWARE | I012109 | SPABXOTH | A | Test991 | 1035 | C | Nos.
THREE PHASE VOLTAGE MONITORING RELAY | I012117 | CPWR SYSTEM | A | Test992 | 1036 | C | Nos.
ASMI-52A/2W/ETH/MRO (F) | I012165 | SMODROUT | A | Test993 | 1037 | C | Nos.
TERRA TAPE STANDARD ORANGE 3"X1000' | I012193 | OCRITICAL-ITEMS | A | Test994 | 1038 | C | Roll
ADSL2+ 4PORT WIRELESS ROUTER | I012194 | SMODROUT | A | Test995 | 1039 | C | Nos.
PHOTOCOPY PAPER A4 | I012195 | OSTNMAT | A | Test996 | 1040 | C | Ream
CAT5E UTP INTERNAL CABLE 1000FT/305M BOX | I012196 | OCRITICAL-ITEMS | A | Test997 | 1041 | C | Roll
CAT5E UNDERGROUND CABLE 1000FT/305M BOX | I012197 | OCRITICAL-ITEMS | A | Test998 | 1042 | C | Roll
T-SHIRTS GREY - XXL | I012238 | OUNIFMAT | A | Test999 | 1043 | C | Nos.
WRITING TABLE | I012246 | CFURNITURE | A | Test1000 | 1044 | C | Nos.
ASMI-52CQB/E1B/2W/RJ45 MODULAR CARD FOR LRS-24 | I012260 | CMOBHSET | A | Test1001 | 1045 | C | Nos.
CAT3 RJ11 JACK (STONE) | I012261 | OCRITICAL-ITEMS | A | Test1002 | 1046 | C | Nos.
MW BRACKET 150T | I012409 | CANTMAST | A | Test1003 | 1047 | C | Nos.
REDHAT ENTERPRISE LINUX VERSION 5 – ES EDITION | I012447 | SMISC | A | Test1004 | 1048 | C | Nos.
CAT6 UTP OUTDOOR CABLE 500MTR/ROLL | I012531 | OCRITICAL-ITEMS | A | Test1005 | 1049 | C | Nos.
202-5231-001 : HDC43 QT DDF PLUG SATURN | I012588 | OINSTMAT | A | Test1006 | 1050 | C | Nos.
RECTIFIER MODULE FP1 | I012673 | CRECTSP | A | Test1007 | 1051 | C | Nos.
RECTIFIER MODULE R48-3200 | I012674 | CPWR SYSTEM | A | Test1008 | 1052 | C | Nos.
8.7KW POWER CABINET SYSTEM | I012675 | CPWR SYSTEM | A | Test1009 | 1053 | C | Nos.
REMOTE CONTROL & AUTOMATIC SWITCHING DEVICE | I012679 | CPWR SYSTEM | A | Test1010 | 1054 | C | Nos.
40A 2P 30MA RCCB | I012682 | CPWR SYSTEM | A | Test1011 | 1055 | C | Nos.
CABLE LADDER KHZP-150 6M WHITE | I012727 | CPWR SYSTEM | A | Test1012 | 1056 | C | Nos.
FLAT INTERIOR BAND (WHITE POWDER COATED) [KAE 15200G] | I012729 | OPWR SYSTEM | A | Test1013 | 1057 | C | Nos.
FLAT INTERIOR BAND (WHITE POWDER COATED) [KAE 15300G] | I012730 | OPWR SYSTEM | A | Test1014 | 1058 | C | Nos.
JOINTS 9 (WHITE POWDER COATED) [KJC 9G ] | I012731 | OPWR SYSTEM | A | Test1015 | 1059 | C | Nos.
TAKE-OFF HOOK 4 AL WHITE | I012734 | CPWR SYSTEM | A | Test1016 | 1060 | C | Nos.
END PLUG 28 PLASTIC | I012738 | CPWR SYSTEM | A | Test1017 | 1061 | C | Nos.
PROFILE SUPPORT [KPSP 37P] | I012741 | OPWR SYSTEM | A | Test1018 | 1062 | C | Nos.
JUMPER CABLE 2M : 7M7ML12-0200FFS | I012750 | OMOBSWEQ | A | Test1019 | 1063 | C | Nos.
JUMPER CABLE 1M : 7M7ML12-0100FFS | I012751 | OMOBSWEQ | A | Test1020 | 1064 | C | Nos.
GROUND KITS | I012752 | CMOBSWEQ | A | Test1021 | 1065 | C | Nos.
COLD SHRINK | I012753 | OMOBSWEQ | A | Test1022 | 1066 | C | Nos.
CONNECTOR : 716M-LCF12-060 | I012754 | OMOBSWEQ | A | Test1023 | 1067 | C | Nos.
CONNECTOR : NM-LCF12-060 | I012756 | OMOBSWEQ | A | Test1024 | 1068 | C | Nos.
CONNECTOR : NM-LCF12-070 | I012757 | OMOBSWEQ | A | Test1025 | 1069 | C | Nos.
CONNECTOR : 716M-SCF12-071 | I012758 | OMOBSWEQ | A | Test1026 | 1070 | C | Nos.
4059 IP USB KEYBOARD AMERICAN ENGLISH P/N:3BA00637UB | I012979 | OCRITICAL-ITEMS | A | Test1027 | 1071 | C | Nos.
CISCO 888 K9 G.SHDSL ROUTER | I012984 | OCRITICAL-ITEMS | A | Test1028 | 1072 | C | Nos.
ASA 5520 APPL W/ CSC20, SW, 500 USR, (ASA5520-CSC20-K9) | I012991 | SMISC | A | Test1029 | 1073 | C | Nos.
ACRYLIC AWARD 8"(6MM) | I012997 | OMISC | A | Test1030 | 1074 | C | Nos.
TELEMATRIX 3300IP-MWD5 (P/N: 331491IP-OCH) | I013013 | STELEEQ | A | Test1031 | 1075 | C | Nos.
PATCH CORD SC/PC-SC/PC MM 62.5/125 3MM (3MTR) | I013024 | OINSTMAT | A | Test1032 | 1076 | C | Nos.
FIBER OPTIC PATCH CORD LC-LC /DUPLEX (MM) 3MTR | I013026 | OINSTMAT | A | Test1033 | 1077 | C | Nos.
FULLY LOADED ODF WITH SC/PC CONNECTORS (6 PORT) SM | I013032 | SMISC | A | Test1034 | 1078 | C | Nos.
CABLE MANAGEMENT 1U | I013040 | SMISC | A | Test1035 | 1079 | C | Nos.
WITELITE 2W SHDSL MODEM WL/B/FE/2W/AC/DC | I013067 | SMODROUT | A | Test1036 | 1080 | C | Nos.
FDM5559C-T : RADIO INTERFACE UNIT C. | I013103 | OTRNACCEQ | A | Test1037 | 1081 | C | Nos.
POWER CABLE W/2PIN CONNECTOR, 10M : 88W5362-PWR10000 | I013108 | CTRNACCEQ | A | Test1038 | 1082 | C | Nos.
FU07AAA0B-XXXX : ODU 7.1-7.9 GHZ, ACM. STANDARD POWER | I013110 | OTRNACCEQ | A | Test1039 | 1083 | C | Nos.
FG78A6A : ODU HSB COUPLER 7.1-8.5 GHZ, ASYMMETRICAL 1.2/6 | I013111 | OTRNACCEQ | A | Test1040 | 1084 | C | Nos.
FDM5559B-T : RADIO INTERFACE UNIT. | I013119 | OTRNACCEQ | A | Test1041 | 1085 | C | Nos.
IFU MOUNTING KIT: ABZ6884 | I013122 | OTRNACCEQ | A | Test1042 | 1086 | C | Nos.
UWA6462 : IFU AND ODU GROUNDING KIT | I013123 | OTRNACCEQ | A | Test1043 | 1087 | C | Nos.
AN-252026-10KT : MINI ANGLE ADAPTERS (KIT OF 10) | I013128 | OTRNACCEQ | A | Test1044 | 1088 | C | Nos.
AN-252027-10KT : SINGLE STACK HARDWARE (KIT OF 10) | I013129 | OTRNACCEQ | A | Test1045 | 1089 | C | Nos.
AN-912MCLICK : HANGERS - 2 RUN (KIT OF 10) | I013130 | OTRNACCEQ | A | Test1046 | 1090 | C | Nos.
UWMH6475 : IFU-ODU JUMPER CABLE. 2.5 M (TNC CONNECTORS) | I013133 | OTRNACCEQ | A | Test1047 | 1091 | C | Nos.
UWMK6706 : PATCH CABLE FOR E1/T1. (EVOLUTION SERIES) | I013134 | OTRNACCEQ | A | Test1048 | 1092 | C | Nos.
UWA6510 : CONNECTORS (TNC) AND GROUNDING KIT FOR CNT-400 | I013137 | OTRNACCEQ | A | Test1049 | 1093 | C | Nos.
213-1080-002: TNC CRIMP PLUG LMR400 HEX | I013165 | OTRNACCEQ | A | Test1050 | 1094 | C | Nos.
SSQB9RACK01 : N63E ASSEMBLE RACK(2200X600X300MM) | I013180 | CTRNACCEQ | A | Test1051 | 1095 | C | Nos.
SSNESUBRACK : ENHANCED SUBRACK | I013181 | CTRNACCEQ | A | Test1052 | 1096 | C | Nos.
SSN4GSCC : SYSTEM CONTROL AND COMMUNICATION BOARD | I013182 | CTRNACCEQ | A | Test1053 | 1097 | C | Nos.
SSN1PIUA : POWER INTERFACE BOARD | I013187 | CTRNACCEQ | A | Test1054 | 1098 | C | Nos.
SSN1SLT1(S-1.1,LC) : 12XSTM-1 OPTICAL INTERFACE BOARD | I013189 | CTRNACCEQ | A | Test1055 | 1099 | C | Nos.
SSN2PQ1A : 63XE1 SERVICE PROCESSING BOARD(75OHM) | I013191 | OTRNACCEQ | A | Test1056 | 1100 | C | Nos.
C1016BL00 : WIRE,450/750V,227 IEC 02(RV)16MM^2,BLUE,85A | I013192 | CTRNACCEQ | A | Test1057 | 1101 | C | Nos.
C1016BK00 : WIRE,450/750V,227 IEC 02(RV)16MM^2,BLACK,85A | I013193 | CTRNACCEQ | A | Test1058 | 1102 | C | Nos.
C1016YG00;WIRE,450/750V,227 IEC 02(RV)16MM^2,YELLOW GREEN,85 | I013194 | CTRNACCEQ | A | Test1059 | 1103 | C | Nos.
GLAND KIT M16 | I013206 | SINSTMAT | A | Test1060 | 1104 | C | Nos.
NUT ABB FOR CABLE GLAND M16 | I013209 | OELECSP | A | Test1061 | 1105 | C | Nos.
4 WAY OUTDOOR OPTICAL NODE (PON-4R) | I013220 | SMISC | A | Test1062 | 1106 | C | Nos.
DELL POWER CONNECT 2848I SWITCH | I013266 | SDHIDATEQ | A | Test1063 | 1107 | C | Nos.
APC 1KVA SMART UPS RACKMOUNTABLE | I013293 | SMISC | A | Test1064 | 1108 | C | Nos.
CB-P1XN/2C16CL: 2C 16MM SQU CABLE (RED/BLUE) | I013329 | CPWR SYSTEM | A | Test1065 | 1109 | C | Nos.
LS-XXXN/1C16EA: 1C 16MM SQU CABLE (GREEN/YELLOW) | I013331 | CPWR SYSTEM | A | Test1066 | 1110 | C | Nos.
ADSL MICRO FILTER/SPLITTER 1PORT | I013342 | SINSTMAT | A | Test1067 | 1111 | C | Nos.
ROOFING SHEET | I013343 | OSITEMAINT | A | Test1068 | 1112 | C | Nos.
ANTENA DOWNTILT XXPOL 870-960/1920-2170MHZ 65° 16.8//17.5DBI | I013393 | CANTMAST | A | Test1069 | 1113 | C | Nos.
POWER CABLE 3CX6MMX100MTR | I013399 | CPWRCABLE | A | Test1070 | 1114 | C | Nos.
9.6KW POWER CABINET SYSTEM (3 X R48-3200) | I013433 | CPWR SYSTEM | A | Test1071 | 1115 | C | Nos.
2U PNL, 32 RCA COUPLERS (PR35RCA32) | I013565 | SMISC | A | Test1072 | 1116 | C | Nos.
PMN-1 MINI-INDOOR OPTICAL NODE | I013591 | OMISC | A | Test1073 | 1117 | C | Nos.
PIN CONNECTOR FOR TC500 NON BRAIDED CABLE | I013618 | SINSTMAT | A | Test1074 | 1118 | C | Nos.
ALUMINIUM PIPE (NATURAL ANODISED):6M X 76.2MM X4.75MM THICK | I013669 | CANTMAST | A | Test1075 | 1119 | C | Nos.
PATCH CORD ETHERNET CAT6 2MTR GREY | I013720 | OCRITICAL-ITEMS | A | Test1076 | 1120 | C | Nos.
CISCO CATALYST WS C2960 24P NON-POE SWITCH | I013737 | OCRITICAL-ITEMS | A | Test1077 | 1121 | C | Nos.
24M MONOPOLE | I013761 | CANTMAST | A | Test1078 | 1122 | C | Nos.
ALCATEL-LUCENT OMNI PCX ENTERPRISES - HARDWARE | I013878 | SPABXOTH | A | Test1079 | 1123 | C | Nos.
TELEDEX DIAMOND+S-3 BUTTON (P/N:DIA657491) | I013923 | STELEEQ | A | Test1080 | 1124 | C | Nos.
MEDALS | I013935 | OMISC | A | Test1081 | 1125 | C | Nos.
WALL SEALER | I013977 | OMISC | A | Test1082 | 1126 | C | Nos.
TV OUTLET 1 GANG | I014066 | OINSTMAT | A | Test1083 | 1127 | C | Nos.
VOIP ACCESS BOARD INT-IP3 P/N:3BA23274AB | I014097 | OCRITICAL-ITEMS | A | Test1084 | 1128 | C | Nos.
CABLE 4C X 35MM2 CU/XLPE/PVC | I014102 | CPWRCABLE | A | Test1085 | 1129 | C | Mtr
LPI SHUNT PROTECTOR , 1PHASE, 3PPMSST100KA-NE | I014103 | CPWRTOOLS | A | Test1086 | 1130 | C | Nos.
HIGH VOLTAGE SHIELDED CABLE | I014104 | CPWRCABLE | A | Test1087 | 1131 | C | Mtr
TRANSCEIVER 7.1-7.9 GHZ (FL07AAA0A) | I014138 | OTRNCNEWEQ | A | Test1088 | 1132 | C | Nos.
TRANSCEIVER ACM 7.1 – 7.9 GHZ (FL07AAA0B) | I014139 | OTRNCNEWEQ | A | Test1089 | 1133 | C | Nos.
5302/5304 WALL MOUNT KIT(16 PACK) | I014197 | SOTHTELEQ | A | Test1090 | 1134 | C | Nos.
19" OPEN RACK 2.0M (EN3B19INCH2M) | I014296 | OTRNCNEWEQ | A | Test1091 | 1135 | C | Nos.
DC POWER DISTRIBUTION UNIT ( SSC6PDU) | I014297 | OTRNCNEWEQ | A | Test1092 | 1136 | C | Nos.
HYBRID IF BOARD (SL9D0IFU2A01) | I014302 | CTRNCNEWEQ | A | Test1093 | 1137 | C | Nos.
16*E1/75OHM TRIBUTARY BOARD (SL9D0SP3SB01) | I014305 | CTRNCNEWEQ | A | Test1094 | 1138 | C | Nos.
SSND0SLD6402:2XSTM-64 OPTICAL INTERFACE BOARD(S-64.2B,LC) | I014307 | CTRNCNEWEQ | A | Test1095 | 1139 | C | Nos.
C1025BL00:WIRE 450/750V 60227 IEC 02(RV) 25MM/2BLUE 110A | I014326 | OTRNCNEWEQ | A | Test1096 | 1140 | C | Nos.
C1025BK00:WIRE 450/750V 60227 IEC 02(RV) 25MM/2BLACK 110A | I014327 | CTRNCNEWEQ | A | Test1097 | 1141 | C | Nos.
C1025YG00:WIRE 450/750V 60227 IEC 02(RV) 25MM/2YLW GRN 110A | I014329 | OTRNCNEWEQ | A | Test1098 | 1142 | C | Nos.
CABLE TIE:DKBA0 4800457 GT 300HDUV7 6X300 ANTI-UV/A-FRZBLK | I014330 | OTRNCNEWEQ | A | Test1099 | 1143 | C | Nos.
HIGH PERFORMANCE ANTENNA RADOME 1.8M | I014519 | CTRNACCEQ | A | Test1100 | 1144 | C | Nos.
T-75-8-D44-20 : TRUNK CABLE | I014563 | CTRNACCEQ | A | Test1101 | 1145 | C | Nos.
3 PAIR PLAIN SCREENED INDOOR CABLE 100M/REELS | I014564 | POSG20 | A | Test1102 | 1146 | C | Mtr
3G CAMERA - MF68 | I014565 | POSG02 | A | Test1103 | 1147 | A | Nos.
ADSL MODEM UT-300RA (160-260V PS) 1E-PORT | I014566 | POSG06 | A | Test1104 | 1148 | C | Nos.
ADSL USB MODEM DSL 208U AZTECH | I014567 | POSG06 | A | Test1105 | 1149 | C | Nos.
ADSL2+ 1PORT ROUTER | I014568 | POSG06 | A | Test1106 | 1150 | C | Nos.
ADSL2+ 4PORT ROUTER | I014569 | POSG06 | A | Test1107 | 1151 | C | Nos.
ADSL2+ 4PORT WIRELESS ROUTER | I014570 | POSG06 | A | Test1108 | 1152 | C | Nos.
ASMI-52/X21/2W MODEM | I014575 | POSG03 | A | Test1109 | 1153 | C | Nos.
ASMI-52A/2W/ETH/MRO (F) | I014576 | POSG03 | A | Test1110 | 1154 | C | Nos.
DHIRAAGU 3.5G USB DATA CARD | I014588 | POSG02 | A | Test1111 | 1155 | C | Nos.
FIXED CELLULAR TERMINAL VISIONTEK 81GF | I014595 | POSG04 | A | Test1112 | 1156 | A | Nos.
FIXED DOCKING UNIT GEN II FDU-3500-SET | I014596 | POSG04 | A | Test1113 | 1157 | C | Nos.
FIXED WIRELESS PHONE FP1X | I014597 | POSG04 | A | Test1114 | 1158 | C | Nos.
KRONECTION BOX II (50 PAIR INTERNAL DP) | I014617 | POSG20 | A | Test1115 | 1159 | C | Nos.
LINE JACK SHUTTER TYPE | I014619 | POSG20 | A | Test1116 | 1160 | C | Nos.
MICRO SIMCARDS | I014620 | POSG28 | A | Test1117 | 1161 | A | Nos.
MINI DISTRIBUTOR 201D (20 PAIR INTERNAL DP) | I014621 | POSG20 | A | Test1118 | 1162 | C | Nos.
MINI DISTRIBUTOR 8/10 (10 PAIR INTERNAL DP) | I014622 | POSG20 | A | Test1119 | 1163 | C | Nos.
PANASONIC DECT CORDLESS KX-TG8100CX | I014796 | POSG04 | A | Test1120 | 1164 | C | Nos.
PANASONIC DECT CORDLESS TELEPHONE KX-TG1311BXH | I014797 | POSG04 | A | Test1121 | 1165 | C | Nos.
PANASONIC TELEPHONE CORDLESS CID KX-TC1221BX | I014806 | POSG04 | A | Test1122 | 1166 | C | Nos.
PANASONIC TELEPHONE KX-T2378MXW | I014810 | POSG04 | A | Test1123 | 1167 | C | Nos.
PHONE CARDS - RF 100 | I014814 | POSG26 | A | Test1124 | 1168 | C | Nos.
PHONE CARDS - RF 50 | I014815 | POSG26 | A | Test1125 | 1169 | C | Nos.
RIBBON OKI ML182/280 | I014819 | POSG05 | A | Test1126 | 1170 | C | Nos.
SIM CARDS | I014824 | POSG28 | A | Test1127 | 1171 | A | Nos.
THURAYA $160 RECHARGE VOUCHER | I014832 | POSG29 | A | Test1128 | 1172 | C | Nos.
THURAYA $20 RECHARGE VOUCHER | I014833 | POSG29 | A | Test1129 | 1173 | C | Nos.
THURAYA $39 RECHARGE VOUCHER | I014834 | POSG29 | A | Test1130 | 1174 | C | Nos.
THURAYA $80 RECHARGE VOUCHER | I014835 | POSG29 | A | Test1131 | 1175 | C | Nos.
THURAYA MOBILE HANDSETS PHONE SO-2510 | I014838 | POSG10 | A | Test1132 | 1176 | A | Nos.
THURAYA HANDSETS PHONE XT | I014839 | POSG10 | A | Test1133 | 1177 | A | Nos.
THURAYA MOBILE HANDSETS PHONES SG-2520 | I014840 | POSG10 | A | Test1134 | 1178 | A | Nos.
THURAYA POST-PAID SIM CARD | I014841 | POSG28 | A | Test1135 | 1179 | C | Nos.
THURAYA PRE-PAID CLASSIC SIM CARD | I014842 | POSG53 | A | Test1136 | 1180 | C | Nos.
THURAYA PRE-PAID ECO SIM CARD | I014843 | POSG53 | A | Test1137 | 1181 | C | Nos.
TONER CARTRIDGE OKIFAX 4550/4580 | I014849 | POSG03 | A | Test1138 | 1182 | C | Nos.
V.35 CABLE, DTE MALE, 10 FEET | I014850 | POSG20 | A | Test1139 | 1183 | C | Nos.
VOUCHERS - RF 100 | I014852 | POSG21 | A | Test1140 | 1184 | A | Nos.
VOUCHERS - RF 20 | I014853 | POSG21 | A | Test1141 | 1185 | A | Nos.
RECHARGE VOUCHERS - RF 200 | I014854 | POSG21 | A | Test1142 | 1186 | A | Nos.
RECHARGE VOUCHERS - RF 50 | I014855 | POSG21 | A | Test1143 | 1187 | A | Nos.
VOUCHERS - RF 500 | I014856 | POSG21 | A | Test1144 | 1188 | A | Nos.
WIFI CARDS - RF 590 | I014858 | POSG27 | A | Test1145 | 1189 | C | Nos.
WIFI DONGLE | I014860 | POSG16 | A | Test1146 | 1190 | C | Nos.
WIMAX CPE | I014861 | POSG16 | A | Test1147 | 1191 | C | Nos.
PRE-PAID NEW CONNECTION | I014864 | POSG24 | A | Test1148 | 1192 | A | Nos.
TOUCHNET PREPAID CONNECTION KIT | I014865 | POSG32 | A | Test1149 | 1193 | A | Nos.
TOUCHNET PRE-PAID BOX | I014932 | POSG03 | A | Test1150 | 1194 | C | Nos.
TOUCHNET PRE-PAID USER GUIDE | I014933 | POSG03 | A | Test1151 | 1195 | C | Nos.
TOUCHNET PREPAID SIM CARD HOLD | I014934 | POSG03 | A | Test1152 | 1196 | C | Nos.
PRE-PAID BOX | I014935 | POSG03 | A | Test1153 | 1197 | C | Nos.
PRE-PAID USER GUIDE | I014936 | POSG03 | A | Test1154 | 1198 | C | Nos.
PRE-PAID SIM CARD HOLDER | I014937 | POSG03 | A | Test1155 | 1199 | C | Nos.
ADSL2+ 4PORT ROUTER | I014949 | POSG06 | A | Test1156 | 1200 | C | Nos.
18 ELEMENT YAGI ANNTENA 655-735 MHZ | I014970 | CANTMAST | A | Test1157 | 1201 | C | Nos.
FARGO HDP YMCKK - FULL COLOR WITH 2 RESIN BLACK PANEL 400 IM | I014981 | OSTNMAT | A | Test1158 | 1202 | C | Nos.
BALUNS, BNC JACK (DUAL) - RJ45, TK703BA-BNCF, 270-2002-016 | I014997 | OINSTMAT | A | Test1159 | 1203 | C | Nos.
PATCH PANNEL 8 PORTS, BNC JACK-RJ45 19" PANEL, TKPP. 16.03 | I014998 | OINSTMAT | A | Test1160 | 1204 | C | Nos.
PATCH PANNEL 24 PORTS, BNC JACK-RJ45 19" PANEL, TKPP. 48.03 | I014999 | OINSTMAT | A | Test1161 | 1205 | C | Nos.
TYPE 54 STRAIGHT PLUG BT3002 (54/5B), D55-F24-3135GDA | I015000 | OINSTMAT | A | Test1162 | 1206 | C | Nos.
TYPE 54 STRAIGHT PLUG RA8000 (54/8B), D55-F24-3138GDA | I015001 | OINSTMAT | A | Test1163 | 1207 | C | Nos.
SUBRACK (RECESSED) 1U 3 WAY, 30 PAIR 19" RACK MOUNT MDF | I015002 | CSRVRACS | A | Test1164 | 1208 | C | Nos.
CAT5E UTP PATCHORDS, RJ45, (1M) , 315-P003010-027 | I015004 | OLINPLNT | A | Test1165 | 1209 | C | Nos.
CAT5E UTP PATCHORDS, RJ45, (3M) , 315-P003030-027 | I015005 | OLINPLNT | A | Test1166 | 1210 | C | Nos.
CAT5E UTP PATCHORDS, RJ45, (5M) , 315-P003050-027 | I015006 | OLINPLNT | A | Test1167 | 1211 | C | Nos.
AIRMUX-OUTDOOR-LPU-KIT: AIRMUX LIGHTNING PROTECTION | I015069 | CMOBACC | A | Test1168 | 1212 | C | Nos.
LTC 9215/00 MOUNT WALL FEED THRU | I015294 | SSURVLNCE | A | Test1169 | 1213 | C | Nos.
LTC 9213/01 POLE MOUNT ADAPTER FOR LTC BRAKETS | I015295 | SINSTMAT | A | Test1170 | 1214 | C | Nos.
APC-AMC2-4WCF:AMC2 DOORCONTROLLER 4 WIEGAND WITH CF CA | I015302 | SSURVLNCE | A | Test1171 | 1215 | C | Nos.
AEC-AMC2-UL2:AMC ENCLOSURE WITH 2 DIN RAILS | I015304 | SSURVLNCE | A | Test1172 | 1216 | C | Nos.
IP CAMERA CAM628M-POE,2 MEGA-PIXEL,IR-20M IP66 (ASONI) | I015311 | SSURVLNCE | A | Test1173 | 1217 | C | Nos.
IP CAMERA CAM419-POE, 1.3 MEGA-PIXEL,VANDAL DOME (ASONI) | I015312 | SSURVLNCE | A | Test1174 | 1218 | C | Nos.
WIFI CARDS - RF 10 | I015359 | POSG27 | A | Test1175 | 1219 | C | Nos.
WIFI CARDS - RF 95 | I015361 | POSG27 | A | Test1176 | 1220 | C | Nos.
SSND0SLQ1602:4XSTM-16 OPTICAL INTERFACE BOARD(S-16.1,LC) | I015424 | CTRNACCEQ | A | Test1177 | 1221 | C | Nos.
CAM613M(W,POE), 2 MEGA-PIXEL CMOS DAY & NIGHT IP CAMERA | I015427 | SSURVLNCE | A | Test1178 | 1222 | C | Nos.
HUAWEI E173U-1 USB DATA CARD | I015440 | POSG02 | A | Test1179 | 1223 | C | Nos.
TEST TRANSDUCER (TEST-W7-H/T07CS) | I015560 | OTRNACCEQ | A | Test1180 | 1224 | C | Nos.
AIR FILTER (PRAMAC) 0131 9257 | I015680 | OGENTSP | A | Test1181 | 1225 | C | Nos.
12 DBI 2.4 GHZ OMNIDIRECTIONAL ANTENNA N-FEMALE (HG2412UP-NF | I015686 | SDHIDATEQ | A | Test1182 | 1226 | C | Nos.
WIRELESS SLIP PRINTER - AG-300E | I015697 | SPRNTRS | A | Test1183 | 1227 | C | Nos.
CISCO IE 3000 SWITCH, 8 10/100 + 2 T/SFP:IE-3000-8TC | I015749 | CBRBPLEQ | A | Test1184 | 1228 | C | Nos.
THURAYA BATTERY- XT | I015790 | POSG10 | A | Test1185 | 1229 | C | Nos.
THURAYA TRAVEL CHRGR -TX | I015791 | POSG10 | A | Test1186 | 1230 | C | Nos.
THURA HVY DUTY BTERY SO-2520 | I015792 | POSG10 | A | Test1187 | 1231 | C | Nos.
THRA TRV CHRG SO2510 & SG2520 | I015793 | POSG30 | A | Test1188 | 1232 | C | Nos.
ANTENNA FEEDER ACCESORIES (FEEDERCLB) | I015816 | OINSTMAT | A | Test1189 | 1233 | C | Nos.
PRINTER CARTRIDGE CANNON LBP 9100CDN CYAN | I016016 | OSTNMAT | A | Test1190 | 1234 | C | Nos.
THURAYA FDU XT | I016134 | POSG10 | A | Test1191 | 1235 | A | Nos.
AZTECH 4 PORT ADSL2+ WIRELESS MODEM/ROUTER DSL5005EN | I016147 | POSG06 | A | Test1192 | 1236 | C | Nos.
HSUPA DATA CARD E303S-1 | I016152 | POSG02 | A | Test1193 | 1237 | C | Nos.
OPTICAL PATCH CORD(PCS):F000FSL00 | I016200 | CTRNCNEWEQ | A | Test1194 | 1238 | C | Nos.
ACER ASPIRE NOTEBOOK/LAPTOP | I016224 | CLPTPCMPT | A | Test1195 | 1239 | C | Nos.
3KVA UPS - KR3000L WITH CABINET AND 38AH X 8 BATTERIES | I016230 | OPWR SYSTEM | A | Test1196 | 1240 | C | Nos.
MONITOR MAINS/PHASE EEM-2018Y | I016242 | CPWR SYSTEM | A | Test1197 | 1241 | C | Nos.
ADJUSTABLE WRENCHES 12" | I016318 | CTOOLS | A | Test1198 | 1242 | C | Nos.
SSRK000AFB01 : SUBRACK | I016436 | CMOBSWEQ | A | Test1199 | 1243 | C | Nos.
SSR1PIUB : POWER INTERFACE BOARD | I016439 | CMOBSWEQ | A | Test1200 | 1244 | C | Nos.
SSN1ETF8 : 8-PORT 10M/100M BASET FAST ETHERNET IF BOARD | I016443 | CMOBSWEQ | A | Test1201 | 1245 | C | Nos.
NANO SIM | I016471 | POSG28 | A | Test1202 | 1246 | A | Nos.
AVIATION OBSTRUCTION LIGHT : LM101 | I016487 | CANTMAST | A | Test1203 | 1247 | C | Nos.
WALL-ROOF FEED THRU FOR EW63: AN-245314-63 | I016497 | OMOBSWEQ | A | Test1204 | 1248 | C | Nos.
WAVEGUIDE BEND 90 E U6 GHZ, PDR70/PDR70: AN-E137MH102H102BG | I016498 | CMOBSWEQ | A | Test1205 | 1249 | C | Nos.
WAVEGUIDE BEND 90 H, U6 GHZ, PDR70/PDR70: AN-H137MH102H102BG | I016499 | CMOBSWEQ | A | Test1206 | 1250 | C | Nos.
WAVEGUIDE STRAIGHT PDR70/PDR70 L=127MM,GRAY:AN-R137MH0127HSG | I016500 | CMOBSWEQ | A | Test1207 | 1251 | C | Nos.
FLX/TWST PDR70/PDR70 300MM/ 1FT ,5.925-7.125 GHZ:FLXT300-PDR | I016501 | OMOBSWEQ | A | Test1208 | 1252 | C | Nos.
RDSS-CLIP-100 | I016512 | CINSTMAT | A | Test1209 | 1253 | C | Nos.
BOX TOWER 9M | I016579 | CANTMAST | A | Test1210 | 1254 | C | Nos.
4IPNET ANT-OD242508M ANTENNA | I016606 | SOPFIBRNTWK | A | Test1211 | 1255 | C | Nos.
1000BASE-T SFP:GLC-T | I016647 | CBRBPLEQ | A | Test1212 | 1256 | C | Nos.
CAB-ACU: AC POWER CORD (UK), C13, BS 1363, 2.5M | I016652 | SSRVRACS | A | Test1213 | 1257 | C | Nos.
PLANTRONICS DA40 ADAPTER | I016922 | OOTHTELEQ | A | Test1214 | 1258 | C | Nos.
AZTECH ADSL2+ DSL5005EN(U) | I017209 | POSG06 | A | Test1215 | 1259 | C | Nos.
TYCO AMP CHAMP MALE 50 PIN CONNECTOR | I017232 | OCRITICAL-ITEMS | A | Test1216 | 1260 | C | Nos.
SFP-10G-LR= 10GBASE-LR SFP MODULE | I017351 | CMSANEQACC | A | Test1217 | 1261 | C | Nos.
J9776A:HP 2530-24G SWITCH | I017542 | OSRVRACS | A | Test1218 | 1262 | C | Nos.
POST PAID WELCOME PACK | I017594 | OSTNMAT | A | Test1219 | 1263 | C | Nos.
POST PAID WELCOME PACK USER GUIDE | I017595 | OSTNMAT | A | Test1220 | 1264 | C | Nos.
PRE-PAID RED COVER | I017639 | POSG34 | A | Test1221 | 1265 | C | Nos.
PRE-PAID RED USER GUIDE | I017641 | POSG34 | A | Test1222 | 1266 | C | Nos.
PRE-PAID RED KIT | I017649 | POSG34 | A | Test1223 | 1267 | A | Nos.
STANDARD TORKMATIC RE-FILL (TORK MATIC | I017712 | OMISC | A | Test1224 | 1268 | C | Nos.
CAB-CON-C4K-RJ45:CONSOLE CABLE 6FT WITH RJ-45-TO-RJ-45 | I017834 | CSRVRACS | A | Test1225 | 1269 | C | Nos.
X2-10GB-LR-10GBASE:LR X2 MODULE | I017838 | CSRVRACS | A | Test1226 | 1270 | C | Nos.
ASA5500X-SSD120INC:ASA 5512-X THROUGH 5555-X 120GB MLC SED S | I017842 | CSRVRACS | A | Test1227 | 1271 | C | Nos.
ASA-RAILS:ASA 5512-X -- ASA 5555-X RAIL KIT | I017844 | CSRVRACS | A | Test1228 | 1272 | C | Nos.
CBL-AIRMUX-UTP/50 | I017896 | CMOBSWEQ | A | Test1229 | 1273 | C | Nos.
AIRMUX-LIGHTNING-PROTECTION | I017897 | CMOBSWEQ | A | Test1230 | 1274 | C | Nos.
AIRMUX-400/ODU/F3XF/100M/INT | I017901 | CMOBSWEQ | A | Test1231 | 1275 | C | Nos.
SSN1D75S : 32XE1/T1 ELECTRICAL INTERFACE SWITCHING BOARD(75 | I017902 | CMOBSWEQ | A | Test1232 | 1276 | C | Nos.
42U RACK | I017917 | CSRVRACS | A | Test1233 | 1277 | C | Nos.
CON-SNT-5X1GEV2:SMARTNET 8X5XNBD 5-PT GIGABIT ENET SHARED PT | I018004 | CBRBPLEQ | A | Test1234 | 1278 | C | Nos.
ME-3800X-24FS-M:ME3800X CARRIER ETH SWTCH ROUTR 24 GESFP+2 1 | I018010 | CBRBPLEQ | A | Test1235 | 1279 | C | Nos.
CAB-ACU:AC POWER CORD (UK), C13, BS 1363, 2.5M | I018011 | CBRBPLEQ | A | Test1236 | 1280 | C | Nos.
CAB-ME-CON:CONSOLE CABLE FOR ME PRODUCTS | I018012 | CBRBPLEQ | A | Test1237 | 1281 | C | Nos.
SPA-1X10GE-L-V2:CISCO 1-PORT 10GE LAN-PHY SHARED PORT ADAPT | I018022 | CBRBPLEQ | A | Test1238 | 1282 | C | Nos.
7600-SPA:SPA FOR CISCO 7600; NO PHYSICAL PART;TRACKING ONLY | I018027 | CBRBPLEQ | A | Test1239 | 1283 | C | Nos.
SPA-5X1GE-V2=:CISCO 5-PORT GIGABIT ETHERNET SHARED PORT ADAP | I018029 | CBRBPLEQ | A | Test1240 | 1284 | C | Nos.
CAB-CONSOLE-USB:CONSOLE CABLE 6 FT / USB TYPE A AND MINI-B | I018047 | CSRVRACS | A | Test1241 | 1285 | C | Nos.
OPTCL TRNCV,ESFP,1310NM,1.25GB/S,-9~3DBM,-20DBM,LC,SNGL 10KM | I018081 | CTRNACCEQ | A | Test1242 | 1286 | C | Nos.
HP8-71W-R1A:ANT.A07S24HS,7.125GHZ-8.5GHZ,42.9DBI,SB,UBR84,2. | I018112 | CTRNACCEQ | A | Test1243 | 1287 | C | Nos.
EHD0CB601:MW ACC.COUPLER,7&8G,UBR84,6DBXMC/ENG DOC. | I018114 | CTRNACCEQ | A | Test1244 | 1288 | C | Nos.
AF0CBA00:MW ACC.FLEXIBLE WAVEGUIDE7/8G,0.9M PBR84/ENG DOC. | I018115 | CTRNACCEQ | A | Test1245 | 1289 | C | Nos.
SL9RBRACKET1:ODU SEPARATE MOUNTING BRACKET | I018122 | CTRNACCEQ | A | Test1246 | 1290 | C | Nos.
LATTICE TOWER 27M (SLIM) | I018131 | CANTMAST | A | Test1247 | 1291 | C | Nos.
BALL BEARING COOLING FAN 80X80X25MM AC 14W 240V | I018145 | OCRITICAL-ITEMS | A | Test1248 | 1292 | C | Nos.
SINGLE BAY O/D CABINET (1 ROW 48V/150AH BATTERY ) | I018177 | CPWR SYSTEM | A | Test1249 | 1293 | C | Nos.
10/100/1000 BASE -T TO 1000BASE-SX/LX GIGABIT MEDIA CONVERTE | I018244 | OINSTMAT | A | Test1250 | 1294 | C | Nos.
GLC-LH-SMD:1000BASE-LX/LH SFP TRNSCVR MODULE, MMF/SMF,1310NM | I018296 | CBRBPLEQ | A | Test1251 | 1295 | C | Nos.
H60D00PWX601-SECONDARY POWER BOARD | I018334 | CTRNACCEQ | A | Test1252 | 1296 | C | Nos.
H60D00PVMD01-PACKET VOICE MODULE | I018336 | CTRNACCEQ | A | Test1253 | 1297 | C | Nos.
H6-ETCA-VOICE PROCESSING DAUGHTER CARD(1*DSP) | I018337 | CTRNACCEQ | A | Test1254 | 1298 | C | Nos.
H6-RATF-FRONT-ACCESS 32-LINE RELAY TRANSFER BOARD | I018338 | CTRNACCEQ | A | Test1255 | 1299 | C | Nos.
H61-IPMD-IP SERVICE PROCESS BOARD OF MASTER FRAME | I018351 | CTRNACCEQ | A | Test1256 | 1300 | C | Nos.
H60DCSRB6101-32-PORT POTS AND ADSL2+ COMBINED SCS LINE CARD | I018352 | CTRNACCEQ | A | Test1257 | 1301 | C | Nos.
QW1P0FIBER06-OPTICAL ADAPTER-LC/PC-LC/PC-BLUE-SHELL:PLASTIC | I018355 | CTRNACCEQ | A | Test1258 | 1302 | C | Nos.
FOPCOUS00-OPTICAL COUPLER,SM,1*2,1310&1550NM,1310+/-40 &1550 | I018357 | CTRNACCEQ | A | Test1259 | 1303 | C | Nos.
DIRECT CONNECT FROM RS232/485 INTERFACE | I018405 | CPWR SYSTEM | A | Test1260 | 1304 | C | Nos.
DATA ACQUSITION UNIT - ESTONE II | I018406 | CPWR SYSTEM | A | Test1261 | 1305 | C | Nos.
FLATPACK2 3000W 48V RECTIFIERS 241115.902 N+1 | I018451 | CPWR SYSTEM | A | Test1262 | 1306 | C | Nos.
EXTERNAL COMMUNICATION BOX (4 KRONE WITH SURGE ARRESTORS) | I018452 | CPWR SYSTEM | A | Test1263 | 1307 | C | Nos.
MW BRACKET 200T | I018476 | CANTMAST | A | Test1264 | 1308 | C | Nos.
K & B VAULT CLOSURE KB5-100-6 | I018614 | OTOOLS | A | Test1265 | 1309 | C | Nos.
K & B VAULT CLOSURE KB8-100-24 | I018615 | CTOOLS | A | Test1266 | 1310 | C | Nos.
LEATHER GLOVES | I018675 | OHEALTHSAFETY | A | Test1267 | 1311 | C | Nos.
APPLE IPAD MINI WI-FI 4G (16GB) | I018695 | OMOBHSET | A | Test1268 | 1312 | C | Nos.
PWR-CLP:POWER RETAINER CLIP FOR CISCO 3560-C & 2960-C COMP | I018783 | SSRVRACS | A | Test1269 | 1313 | C | Nos.
GLC-LH-SMD:1000BASE-LX/LH SFP TRCVR MODULE, MMF/SMF, 1310NM | I018786 | SSRVRACS | A | Test1270 | 1314 | C | Nos.
PWR-CLP: POWER RETAINER CLIP FOR CISCO 3560-C & 2960-C COMP | I018990 | CSRVRACS | A | Test1271 | 1315 | C | Nos.
ABB INDUSTRIAL PLUGS IP44 SPLASHPROOF 32A 2P+E | I019173 | CINSTMAT | A | Test1272 | 1316 | C | Nos.
SN4634/3BIS/EUI:SMART NODE 3 BRI VOIP GW-ROUTER | I019207 | OMODROUT | A | Test1273 | 1317 | C | Nos.
ETX-203A/GE/2SFP/2UTP - CARRIER ETHERNET DEMARCATION DEVICE | I019217 | COPFIBRNTWK | A | Test1274 | 1318 | C | Nos.
SHIRT MATERIAL RED EC55 | I019233 | OUNIFMAT | A | Test1275 | 1319 | C | Yds
TROUSER MATERIAL (MALE) BLACK P-502 | I019234 | OUNIFMAT | A | Test1276 | 1320 | C | Yds
TROUSER MATERIAL (FEMALE) TN-6800 COLOUR #10 | I019235 | OUNIFMAT | A | Test1277 | 1321 | C | Yds
DELL(TM) EQUALLOGIC(TM), PS6100X, 10K SAS STORAGE ARRAY | I019258 | OSRVRACS | A | Test1278 | 1322 | C | Nos.
TWISTED-PAIR CABLE,100OHM,,CATEGORY 5E UTP, 8CORES, 0.51MM | I019277 | CTRNCNEWEQ | A | Test1279 | 1323 | C | Mtr
COAXIAL CABLE ,1/2.74MM,50OHM,10.6MM,7.24MM, TYPE: RG-8U | I019278 | OTRNCNEWEQ | A | Test1280 | 1324 | C | Mtr
T-SHIRTS GREY - LADIES LS - SMALL | I019351 | OUNIFMAT | A | Test1281 | 1325 | C | Nos.
T-SHIRTS GREY - LADIES LS - LARGE | I019353 | OUNIFMAT | A | Test1282 | 1326 | C | Nos.
GPX50-D3 (72CORES CAPCTY,INTEGRTD / ADAPTER & PIGTAIL(SL079) | I019358 | SINSTMAT | A | Test1283 | 1327 | C | Nos.
PANASONIC PABX 8 EXTN 3 CO-LINES KX-TES824BX | I019367 | SPABXU | A | Test1284 | 1328 | C | Nos.
3PORT ANALOGUE CO/8 PORT HYBRID EXT CARD KX-TE82483X | I019368 | SPABXSPR | A | Test1285 | 1329 | C | Nos.
2PORT ANALOGUE 2 CO/8 PORT SLT EXT CARD KX-TE82480X | I019369 | SPABXSPR | A | Test1286 | 1330 | C | Nos.
3G MIFI MODEM E5220S-1 | I019375 | POSG02 | A | Test1287 | 1331 | C | Nos.
HUAWEI ONT ECHOLIFE HG8242 | I019430 | OMODROUT | A | Test1288 | 1332 | C | Nos.
ALUMINIUM DOOR | I019431 | OMISC | A | Test1289 | 1333 | C | Nos.
CABLE TIE 12" | I019447 | CINSTMAT | A | Test1290 | 1334 | C | Nos.
REFRIGERANT OIL | I019449 | CACNSPR | A | Test1291 | 1335 | C | Nos.
CISCO 1921 ROUTER | I019453 | OMODROUT | A | Test1292 | 1336 | C | Nos.
GOST NAV-TRACKER 3.0 VMS | I019475 | SEQPEXT | A | Test1293 | 1337 | C | Nos.
DELL(TM)POWEREDGE M1000E MODULAR BLADE ENCLOSURE,10U CHASSIS | I019502 | CSRVRACS | A | Test1294 | 1338 | C | Nos.
POWERCONNECT(TM) M8024-K SWITCH MODULE, 24X10GBE PORTS | I019504 | CSRVRACS | A | Test1295 | 1339 | C | Nos.
POWERCONNECT(TM)M6348 GIGABIT MANAGED ETHERNET SWITCH (48PRT | I019505 | CSRVRACS | A | Test1296 | 1340 | C | Nos.
NECK SCARF 21"X20” | I019512 | OUNIFMAT | A | Test1297 | 1341 | C | Nos.
HEAD SCARF 68”X29” | I019513 | OUNIFMAT | A | Test1298 | 1342 | C | Nos.
BROCADE M5424 FC8 FIBER CHANNEL SWITCH | I019559 | COPFIBRNTWK | A | Test1299 | 1343 | C | Nos.
EAP150 ENGENIUS 150MBPS WIRELESS-N CEILING MOUNT ACCESS PT | I019588 | SWIFIEQUIP | A | Test1300 | 1344 | C | Nos.
ADSL WELCOME PACK | I019593 | OMISC | A | Test1301 | 1345 | C | Nos.
ADSL WELCOME PACK USER GUIDE | I019594 | OMISC | A | Test1302 | 1346 | C | Nos.
KAYSER-K44301:3/8BSP INLET/OUTLET | I019606 | OINSTMAT | A | Test1303 | 1347 | C | Nos.
KAYSER-SH4-3/8 :4 MTR HOSE 3/8BSP LH | I019607 | OINSTMAT | A | Test1304 | 1348 | C | Nos.
KAYSER-K41000 :ECONO STD TORCH HANDLE, OUTLET | I019608 | OINSTMAT | A | Test1305 | 1349 | C | Nos.
KAYSER-SNTBHS32 :HEAT SHRINK BURNER 32MM, 1.5 B | I019609 | OINSTMAT | A | Test1306 | 1350 | C | Nos.
BRASS COUPLING JOINT (THREADED COUPLER) | I019624 | CCAPSTK | A | Test1307 | 1351 | C | Nos.
EARTH BAR 6WAY/2 DISCONNECT DL 5502 | I019625 | CCAPSTK | A | Test1308 | 1352 | C | Nos.
LS-XXXN/1C70EA: 1C 70MM SQU CABLE (GREEN/YELLOW) | I019627 | CPWR SYSTEM | A | Test1309 | 1353 | C | Mtr
MFB 45RU CABINET W STD ACC 600M X 960 X 2000 | I019631 | CTRNACCEQ | A | Test1310 | 1354 | C | Set
MFB 42RU 600X600 CABINET 42RU | I019632 | OTRNACCEQ | A | Test1311 | 1355 | C | Set
EXPANSION FOR MICRO-IMANAGER PRS V100R009 | I019645 | CMOBSWEQ | A | Test1312 | 1356 | C | Nos.
EXPANSION FOR MICRO-M2000-WCDMA V200R013(NE:5 REMOTE:0) | I019646 | CMOBSWEQ | A | Test1313 | 1357 | C | Nos.
RRH BRACKET | I019698 | CANTMAST | A | Test1314 | 1358 | C | Nos.
ELTEK SMARTPACK CONTROL MODULE | I019716 | CPWR SYSTEM | A | Test1315 | 1359 | C | Nos.
FLATPACK2 2000W 48V (FPP2 HE) | I019717 | CPWR SYSTEM | A | Test1316 | 1360 | C | Nos.
G3 CONTROL UNIT M830D | I019719 | CPWR SYSTEM | A | Test1317 | 1361 | C | Nos.
CFAPPBL1A:ANGLED FIBER PATCH PANEL | I019725 | COPFIBRNTWK | A | Test1318 | 1362 | C | Nos.
CFAPPBL2A:ANGLED FIBER PATCH PANEL | I019726 | COPFIBRNTWK | A | Test1319 | 1363 | C | Nos.
FAP6WAQDLCZ:ANGLED FIBER PATCH PANEL | I019727 | COPFIBRNTWK | A | Test1320 | 1364 | C | Nos.
FAP6WBUDLCZ:LC FIBER ADAPTER PANELS 10GIG ™ OM3/OM4-LC10GIG | I019728 | COPFIBRNTWK | A | Test1321 | 1365 | C | Nos.
FST24:METAL SPLICE TRAY AND HOLDER | I019733 | COPFIBRNTWK | A | Test1322 | 1366 | C | Nos.
FST24H3:STACKING HOLDER FOR FST24 FIBER SPLICE TRAY | I019734 | COPFIBRNTWK | A | Test1323 | 1367 | C | Nos.
FMT1A:ANGLED FIBER MOUNT TRAYS | I019735 | COPFIBRNTWK | A | Test1324 | 1368 | C | Nos.
FMT2A:ANGLED FIBER MOUNT TRAYS | I019736 | COPFIBRNTWK | A | Test1325 | 1369 | C | Nos.
COOL BOOT RAISED FLOOR AIR SEALING GROMMET | I019748 | COPFIBRNTWK | A | Test1326 | 1370 | C | Nos.
CN1(N8512B):NET-ACCESS SWITCH CABINETS | I019752 | COPFIBRNTWK | A | Test1327 | 1371 | C | Nos.
CNBRFK(SN15F):NETWORK CABINET CABLE MANAGEMENT FINGER KIT | I019754 | COPFIBRNTWK | A | Test1328 | 1372 | C | Nos.
CNSPE:NETWORK CABINET END CHANNEL SLACK SPOOLS | I019756 | COPFIBRNTWK | A | Test1329 | 1373 | C | Nos.
CNCSTR(NCSTR4):NETWORK CABINET CASTERS – SET OF FOUR | I019757 | COPFIBRNTWK | A | Test1330 | 1374 | C | Nos.
UPA-2450-50: POWER SUPP,220VAC 50HZ, 24VAC 50VA OUT | I019806 | SSURVLNCE | A | Test1331 | 1375 | C | Nos.
SL9K2URACK01:RTN 950 ASSEMBLY CHASSIS(-48V) | I019813 | CMOBSWEQ | A | Test1332 | 1376 | C | Nos.
SL91ISV3:VERSATILE IF BOARD | I019814 | CMOBSWEQ | A | Test1333 | 1377 | C | Nos.
SS-OP-D-LC-S-10:PATCH CORD-LC/PC-LC/PC-SM-G.652D-2MM-10M YLW | I019815 | CMOBSWEQ | A | Test1334 | 1378 | C | Nos.
C0000FE00:TWISTED-PAIR CABLE,100OHM,CATEGORY 5E UTP,0.51MM | I019816 | CMOBSWEQ | A | Test1335 | 1379 | C | Nos.
P005KA:ANT.FEED MODULE,8KA,DC(-48V),450MHZ,N-K/J,50W,ODU L.A | I019818 | CMOBSWEQ | A | Test1336 | 1380 | C | Nos.
ME-3400E-24TS-M:ETHERNET ACCESS SWITCHES 24 10/100+2 COMBO | I019832 | CSRVRACS | A | Test1337 | 1381 | C | Nos.
ME34X-PWR-AC:ME3400E AC POWER SUPPLY | I019833 | CSRVRACS | A | Test1338 | 1382 | C | Nos.
ME34X-PWR-AC-R:ME3400E REDUNDANT AC POWER SUPPLY | I019834 | CSRVRACS | A | Test1339 | 1383 | C | Nos.
SSN2PQ1A03:63XE1 SERVICE PROCESSING BOARD(E1/75OHM) | I019836 | CMOBSWEQ | A | Test1340 | 1384 | C | Nos.
SSNB9RACK03:N66T ASSEMBLE RACK(2200X600X600MM) | I019837 | CMOBSWEQ | A | Test1341 | 1385 | C | Nos.
SSN1SXCSA:SUPER CROSS-CONNECT & SYNCHRONOUS TIMING BOARD | I019839 | CMOBSWEQ | A | Test1342 | 1386 | C | Nos.
SN1EFS0A01:16FE 10M/100M FAST ETHERNET PROCES BRD/LAN SWITCH | I019841 | CMOBSWEQ | A | Test1343 | 1387 | C | Nos.
CON-SNT-ME34E24:SMARTNET 8X5XNBD ME3400E ETHERNET | I019845 | CSRVRACS | A | Test1344 | 1388 | C | Nos.
OPB-SCE8K-MM:CISCO SCE8000 OPTICAL BYPASS, MULTIMODE | I019856 | CSRVRACS | A | Test1345 | 1389 | C | Nos.
SSP-2110-S:SINGLE LINE SIP CORDED WITH SPEAKERPHONE | I019869 | STELEEQ | A | Test1346 | 1390 | C | Nos.
202-5050-002:HDC43 DDF PLUG HUAWEI MINI/MICRO COAX | I019883 | CINSTMAT | A | Test1347 | 1391 | C | Nos.
AIR CONDITIONER 54K BTU | I019916 | CACNSPR | A | Test1348 | 1392 | C | Nos.
ESFP-1310NM-1000BASE-LX SM:OTV,ESFP,1310NM,1.25GB/S,-93DBM,- | I019928 | CMOBSWEQ | A | Test1349 | 1393 | C | Nos.
ESFP-850NM-1000BASE-SX/FC200 MM:OTV,ESFP,850NM,2.125GB/S(MUL | I019929 | CMOBSWEQ | A | Test1350 | 1394 | C | Nos.
H82BZ1MABB02:MULTI-SERVICE ACCESS EQUIPMENT HOST ASSEMBLY CO | I019942 | CMOBSWEQ | A | Test1351 | 1395 | C | Nos.
H83D00CCUE01:MULTI-SERVICE CENTRALIZED CONTROL UNIT BOARD | I019943 | CMOBSWEQ | A | Test1352 | 1396 | C | Nos.
H83D00UP2AA1:EPON/GPON/GE TYPEC UPLINK INTERFACE CARD | I019944 | CMOBSWEQ | A | Test1353 | 1397 | C | Nos.
H80KZ4MABO01:MIDDLE SERVICE SHELF SUPPORT VECTOR | I019949 | CMOBSWEQ | A | Test1354 | 1398 | C | Nos.
H80D00SCUN02:SUPER CONTROL UNIT BOARD | I019950 | CMOBSWEQ | A | Test1355 | 1399 | C | Nos.
H80D00GPBD04:8-PORT GPON OLT INTERFACE BOARD | I019951 | CMOBSWEQ | A | Test1356 | 1400 | C | Nos.
H80-GICF:2-PORT GE OPTICAL INTERFACE CARD | I019952 | CMOBSWEQ | A | Test1357 | 1401 | C | Nos.
OSG002004:PON TRANSCEIVER,SFP,1490NM(TX)/1310NM(RX),2.488GB | I019953 | CMOBSWEQ | A | Test1358 | 1402 | C | Nos.
CPWRL0672:POWER CABLE,10M,6MM^2,D3F-2S,H07Z-K-6^2BL+H07Z-K-6 | I019954 | CMOBSWEQ | A | Test1359 | 1403 | C | Nos.
C1010YG00:WIRE,450/750V,60227 IEC 02(RV)10MM^2,YELLOW/GREEN, | I019956 | CMOBSWEQ | A | Test1360 | 1404 | C | Nos.
H80XBPCIBS00:BLANK PANEL FOR COMMON INTERFACE BOARD SLOT (SH | I019957 | CMOBSWEQ | A | Test1361 | 1405 | C | Nos.
H80XBPSPLB00:BLANK PANEL FOR SERVICE BOARD AND SPLITTER BRD | I019958 | CMOBSWEQ | A | Test1362 | 1406 | C | Nos.
H80-PRTE:CONNECT POWER BOARD | I019959 | CMOBSWEQ | A | Test1363 | 1407 | C | Nos.
FSSS00301:PATCH CORD,SC/APC,SC/APC,SINGLE MODE,G.652D,3MM,3M | I019973 | CMOBSWEQ | A | Test1364 | 1408 | C | Nos.
CISCO IE 3000 EXPANSION MODULE 8 10/100 (IEM-3000-8TM=) | I019981 | CMODROUT | A | Test1365 | 1409 | C | Nos.
MINERAL WATER 300ML | I019983 | OMISC | A | Test1366 | 1410 | C | Nos.
PWR-CAB-AC-UK: POWER CORD (UK) | I019997 | CSRVRACS | A | Test1367 | 1411 | C | Nos.
A9K-RSP440-SE: ASR9K ROUTE SWITCH PROCESSOR WITH 440G/SLOT F | I019998 | CSRVRACS | A | Test1368 | 1412 | C | Nos.
XFP-10G-MM-SR: 10GBASE-SR XFP MODULE | I020001 | CSRVRACS | A | Test1369 | 1413 | C | Nos.
A9K-LC-FILR: A9K LINE CARD SLOT FILLER | I020004 | CSRVRACS | A | Test1370 | 1414 | C | Nos.
A9K-PEM-V2-FILR: ASR9K POWER ENTRY MODULE VERSION 2 FILLER | I020005 | CSRVRACS | A | Test1371 | 1415 | C | Nos.
76-ES+XT-4TG3CXL=: 7600 ES+XT LAN/WAN PHY OTN/G.709 4X10G | I020012 | CSRVRACS | A | Test1372 | 1416 | C | Nos.
XFP-10GLR-OC192SR: MULTIRATE XFP MODULE FOR 10GBASE-LR AND O | I020013 | CSRVRACS | A | Test1373 | 1417 | C | Nos.
ME-3400EG-12CS-M: ME3400E 12COMBO + 4 SFPS | I020016 | CSRVRACS | A | Test1374 | 1418 | C | Nos.
ME34X-PWR-DC: ME3400E DC POWER SUPPLY | I020019 | CSRVRACS | A | Test1375 | 1419 | C | Nos.
1000BASE-LX/LH SFP TRANSCEIVER MODULE MMF/SMF 1310NM | I020029 | CSRVRACS | A | Test1376 | 1420 | C | Nos.
CONNECTOR-KIT: CONNECTOR KIT | I020031 | CSRVRACS | A | Test1377 | 1421 | C | Nos.
CORDLESS DRILL SET 10.8V | I020056 | CINSTMAT | A | Test1378 | 1422 | C | Nos.
DRILL BIT 14MM | I020057 | CTOOLS | A | Test1379 | 1423 | C | Nos.
WELDING ELECTROD RB2.6MM | I020058 | CINSTMAT | A | Test1380 | 1424 | C | Nos.
PAINT BRUSH 2" | I020059 | CMISC | A | Test1381 | 1425 | C | Nos.
PAINT T ROLLER 4" | I020060 | CMISC | A | Test1382 | 1426 | C | Nos.
270-HMC716 : BNC/RJ45 19" BALUN PANEL 16EI (270-2016) | I020074 | CINSTMAT | A | Test1383 | 1427 | C | Nos.
210-1051-002 : BNC CRIMP PLUG HUAWEI MICRO COAX (4PART) | I020075 | CINSTMAT | A | Test1384 | 1428 | C | Nos.
AZTECH WL886RT4 150MBPS WIRELESS-N ROUTER | I020091 | OMODROUT | A | Test1385 | 1429 | C | Nos.
AZTECH DSL705E ADSL2/2+ ETHERNET MODEM ROUTER | I020092 | OMODROUT | A | Test1386 | 1430 | C | Nos.
CORDLESS ROTARY HAMMER | I020093 | CTOOLS | A | Test1387 | 1431 | C | Nos.
MAKITA CORD LESS PRCSN DRILL 8414DWAVE 12V | I020094 | CTOOLS | A | Test1388 | 1432 | C | Nos.
SPLITTER INDOOR 4 WAY | I020095 | OINSTMAT | A | Test1389 | 1433 | C | Nos.
F-TYPE FEMALE TO TV MALE METAL JACK CONVERTER | I020099 | SOPFIBRNTWK | A | Test1390 | 1434 | C | Nos.
SIRCO M 40A 3P | I020106 | OGENTSP | A | Test1391 | 1435 | C | Nos.
EXTERNAL HANDLE: 1473 1111 | I020108 | OGENTSP | A | Test1392 | 1436 | C | Nos.
SHAFT FOR HANDLE: 1407 0520 | I020109 | OGENTSP | A | Test1393 | 1437 | C | Nos.
DIGITAL MULTI BAND REPEATER/WDMA MODEM 900/2100MHZ DIGI MINI | I020111 | CMODROUT | A | Test1394 | 1438 | C | Nos.
ANTENNAS (INCLUDING SPLITTERS) | I020112 | CANTMAST | A | Test1395 | 1439 | C | Nos.
PL52H 002 PETZL GRILLON HOOK LANYARD 2M | I020119 | CTOOLS | A | Test1396 | 1440 | C | Nos.
RECTIFIER MODULE R48-2000E3 | I020122 | CPWR SYSTEM | A | Test1397 | 1441 | C | Nos.
ELECTRICAL TOOL KIT | I020123 | CTOOLS | A | Test1398 | 1442 | C | Nos.
FLUKE 376 | I020137 | CTOOLS | A | Test1399 | 1443 | C | Nos.
CISCO IE 3000 LAN BASE WITH WEB BASED DEV MGR | I020147 | CSRVRACS | A | Test1400 | 1444 | C | Nos.
OSX001001-OPT.TRCVR,SFP+,1310NM,10GB/S-8.2~0.5DBM,LC,SM,10KM | I020148 | CTRNACCEQ | A | Test1401 | 1445 | C | Nos.
FUEL SENSOR | I020162 | OGENTSP | A | Test1402 | 1446 | C | Nos.
CABLE 1C X 50MM2 CU/PVC | I020163 | CPWRCABLE | A | Test1403 | 1447 | C | Mtr
VHLP3-7W-HW1:MW ANTENNA ,A07810HAC,7&8G,1000MM SINGLE-DIRECT | I020173 | CANTMAST | A | Test1404 | 1448 | C | Nos.
AZTECH ADSL2+WIRELESS DSL5018EN(1T1R) | I020186 | POSG06 | A | Test1405 | 1449 | C | Nos.
DSL-3011A – ADSL TESTER | I020209 | CINSTMAT | A | Test1406 | 1450 | C | Nos.
DSL-3020V – VDSL TESTER | I020210 | CINSTMAT | A | Test1407 | 1451 | C | Nos.
FUEL FILTER P/N:FF42000 | I020212 | OGENTSP | A | Test1408 | 1452 | C | Nos.
LUB OIL FILTER P/N:LF3766 | I020214 | OGENTSP | A | Test1409 | 1453 | C | Nos.
FUEL FILTER P/N:FF5040 | I020215 | OGENTSP | A | Test1410 | 1454 | C | Nos.
DELL OPTIPLEX 4TH GEN DESKTOP | I020217 | CLPTPCMPT | A | Test1411 | 1455 | C | Nos.
KAYSER-SH4-3/8:4 MTR HOSE 3/8BSP LH | I020219 | CTOOLS | A | Test1412 | 1456 | C | Nos.
KAYSER-K41000:ECONO STD TORCH HANDLE, OUTLET | I020220 | CTOOLS | A | Test1413 | 1457 | C | Nos.
KAYSER-SNTBHS32:HEAT SHRINK BURNER 32MM, 1.5 B | I020221 | CTOOLS | A | Test1414 | 1458 | C | Nos.
NETSURE 531 A41 | I020226 | CPWR SYSTEM | A | Test1415 | 1459 | C | Nos.
DB COMPLETE | I020231 | CPWR SYSTEM | A | Test1416 | 1460 | C | Nos.
FUTSAL BALL | I020241 | OMISC | A | Test1417 | 1461 | C | Nos.
TT BALL | I020242 | OMISC | A | Test1418 | 1462 | C | Nos.
POOLCHALK | I020244 | OMISC | A | Test1419 | 1463 | C | Nos.
150SQ.MM FLEXIBLE HO7 RN-F BLACK COPPER CABLE | I020252 | CPWR SYSTEM | A | Test1420 | 1464 | C | Mtr
12V/90AH BATTERY | I020253 | CPWR SYSTEM | A | Test1421 | 1465 | C | Nos.
6068SFM50:MARINE ENGINE 12267HP/199KW 2500RPM | I020296 | CENGSPARES | A | Test1422 | 1466 | C | Nos.
1.8M HIGH PERFORMANCE MW ANTENNA RADOME | I020310 | OANTMAST | A | Test1423 | 1467 | C | Nos.
YUASA SWL3300FR BATTERIES | I020316 | CPWR SYSTEM | A | Test1424 | 1468 | C | Nos.
HARDWARE | I020319 | CMOBSWEQ | A | Test1425 | 1469 | C | Nos.
POWER CABLE 2 CORE 6MM2 CU/PVC/SWA/PVC(ARMOURED) | I020331 | CLINPLNT | A | Test1426 | 1470 | C | Mtr
MICROSOFT SURFACE RT 32GB | I020332 | OLPTPCMPT | A | Test1427 | 1471 | C | Nos.
HOSE FABRICATION 33"X ½” | I020336 | CINSTMAT | A | Test1428 | 1472 | C | Nos.
HOSE FABRICATION 160"X ½” | I020337 | CINSTMAT | A | Test1429 | 1473 | C | Nos.
BRASS CONNECTOR | I020338 | CINSTMAT | A | Test1430 | 1474 | C | Nos.
WS-C2960X-24TD-L:CATALYST 2960-X 24 GIGE, 2 X 10G SFP+, LAN | I020346 | CSRVRACS | A | Test1431 | 1475 | C | Nos.
CON-SNT-WSC24TDL:SMARTNET 8X5XNBD CATALYST 2960-X 24 G | I020347 | CSRVRACS | A | Test1432 | 1476 | C | Nos.
JOINT KITS XAGA 550-160/42-720 (800-1000PR) | I020348 | CINSTMAT | A | Test1433 | 1477 | C | Nos.
VACUUM CLEANER | I020351 | CLPTPCMPT | A | Test1434 | 1478 | C | Nos.
ANALOG SLI16-2 BOARD P/N:3EH73092AB | I020376 | SPABXIMAT | A | Test1435 | 1479 | C | Nos.
GOPRO HERO 4 BLACK | I020390 | OMISC | A | Test1436 | 1480 | C | Nos.
3BA00432AB:MGA24 PK‚24 VOIP COMP.CHNLS.1GA CARD‚1/24 IP CHNL | I020410 | SPABXSPR | A | Test1437 | 1481 | C | Nos.
OCTAGONAL STREET LIGHTING POLE SINGLE ARM 7MTR | I020414 | CANTMAST | A | Test1438 | 1482 | C | Nos.
3BA00431AB:MGA8 PK‚8VOIP COMP.CHNNL.1GA CARD(MS026) | I020415 | SPABXSPR | A | Test1439 | 1483 | C | Nos.
3EH76031AD:SATA HARD DISK FOR CPU CARD CALL SERVER | I020416 | OCRITICAL-ITEMS | A | Test1440 | 1484 | C | Nos.
3EH07470AA:EXPANSION MODULE RACK 2 | I020418 | SPABXSPR | A | Test1441 | 1485 | C | Nos.
3EH08088AA:MOD.LINK KIT 1/1ST ADD ON EXP.MOD.INCL:2X HSL1 | I020419 | SPABXSPR | A | Test1442 | 1486 | C | Nos.
3EH73092AB: ANALOG INTERFACES SLI16-2 BOARD | I020420 | SPABXSPR | A | Test1443 | 1487 | C | Nos.
3EH75010AA:MOUNTING KIT FOR RACK 2 | I020421 | SPABXSPR | A | Test1444 | 1488 | C | Nos.
3EH08119AA:BLIND SLOT STIFFNERS KIT (X5) | I020422 | SPABXSPR | A | Test1445 | 1489 | C | Nos.
3EH73100AB:VOIP32 DAUGHTERBOARD - 32 VOIP CHANNELS | I020423 | SPABXSPR | A | Test1446 | 1490 | C | Nos.
3EH08515AA:HDD FOR OMNIPCX OFFICE RCE S,M&L-HDD2,5”& SATEX B | I020424 | SPABXSPR | A | Test1447 | 1491 | C | Nos.
3EH04026AA:POWERCPU BOARD | I020425 | SPABXSPR | A | Test1448 | 1492 | C | Nos.
SINGLE PHASE KWH METER BOARD | I020428 | CPWR SYSTEM | A | Test1449 | 1493 | C | Nos.
52801RJ9 : TS52 PRO TEST SET WITH ABN AND RJ11 PLUG(SL083) | I020432 | STOOLS | A | Test1450 | 1494 | C | Nos.
P408024 : BELT CLIP,TS4X,REPL,LOCKING(SL083) | I020433 | STOOLS | A | Test1451 | 1495 | C | Nos.
VDSL2 HG630 ROUTER | I020467 | OMODROUT | A | Test1452 | 1496 | C | Nos.
ODF FULLY LOADED 06 PORT,SC/APC CONNECTOR SM(RCK MNT)(SL082) | I020491 | SOPFIBRNTWK | A | Test1453 | 1497 | C | Nos.
MFB 45RU X 600W X 600D 19” RACK | I020495 | CPWR SYSTEM | A | Test1454 | 1498 | C | Set
FIBER ADAPTOR LC 5DB | I020496 | OCAPSTK | A | Test1455 | 1499 | C | Pcs
CABLE TIE (PKT/50PCS) 40417 | I020501 | OCAPSTK | A | Test1456 | 1500 | C | Pkt
CABLE TIE(PKT 100) | I020502 | OCAPSTK | A | Test1457 | 1501 | C | Pkt
SUN-VFL250 PEN-DESIGN VISUAL FAULT 72.00 LOCATOR | I020503 | CTOOLS | A | Test1458 | 1502 | C | Nos.
HANDHELD FIBER FAULT LOCATOR | I020508 | CTOOLS | A | Test1459 | 1503 | C | Nos.
SUN-PLC104-2L1-SCC PLC SPLITTER | I020510 | CTOOLS | A | Test1460 | 1504 | C | Nos.
SUN-PLC108-2L1SC-C PLC SPLITTER | I020511 | CTOOLS | A | Test1461 | 1505 | C | Nos.
SUN-PLC104-900L1-SC-M PLC SPLITTER | I020512 | CTOOLS | A | Test1462 | 1506 | C | Nos.
SUN-TK300B FIBER OPTIC TOOL KIT | I020515 | CTOOLS | A | Test1463 | 1507 | C | Nos.
48 CORE FIBER OPTIC SPLICE CLOSURE | I020517 | CTOOLS | A | Test1464 | 1508 | C | Nos.
MAKITA C-LESS DRIVER DRILL | I020565 | CTOOLS | A | Test1465 | 1509 | C | Nos.
MAKITA PLANER 2012NB(304MM)12" | I020567 | CTOOLS | A | Test1466 | 1510 | C | Nos.
IDLER PULLEY TO SUIT LTA10G3 ENGINE P/N:3062602 | I020579 | OGENTSP | A | Test1467 | 1511 | C | Nos.
FLUKE 376 1000A AC/DC CLAMP W/IFLEX | I020659 | CTOOLS | A | Test1468 | 1512 | C | NOS.
EZ-XXXN/2C16BK : 2X16MM2 FLEXIBLE RUBBER CABLE | I020660 | CPWRCABLE | A | Test1469 | 1513 | C | Mtr
EZ-XXXD/3C2.5BK : 3X2.5MM2 FLEXIBLE RUBBER CABLE | I020661 | CPWRCABLE | A | Test1470 | 1514 | C | Mtr
EH-XXGD/3C6BK : 3X6MM2 FLEXIBLE CABLE | I020662 | CPWRCABLE | A | Test1471 | 1515 | C | Mtr
CISCO IE 3000 SWITCH, 8 10/100 + 2 T/SFP:IE-3000-8TC | I020667 | CBRBPLEQ | A | Test1472 | 1516 | C | nos.
CON-SNT-IE38TC SMARTNET 8X5XNBD CISCO IE3000 SWITCH 8 10/100 | I020668 | CDHIDATEQ | A | Test1473 | 1517 | C | nos.
CISCO IE 3000 EXPANSION MODULE 8 10/100 (IEM-3000-8TM=) | I020670 | CMODROUT | A | Test1474 | 1518 | C | Nos.
CON-SNT-M38TM SMARTNET 8X5XNBD CISCO IE 3000 EXPANSION MODUL | I020671 | CDHIDATEQ | A | Test1475 | 1519 | C | Nos.
GLC-LH-SMD: 1000BASE-LX/LH SFP TRANSCEIVER MODULE MMF/SMF 13 | I020672 | CSRVRACS | A | Test1476 | 1520 | C | Nos.
GLC-SX-MMD: CISCO1000BASE-SX SFP TRCVR MODULE.MMF,850NM,DOM | I020673 | CSRVRACS | A | Test1477 | 1521 | C | Nos.
ME1200-4S-D CISCO ME1200 CARRIER ETHERNET ACCESS DEVICE WITH | I020674 | CDHIDATEQ | A | Test1478 | 1522 | C | Nos.
CAB-BS1363-C15-UK BS-1363 TO IEC-C15 8FT UK | I020683 | CDHIDATEQ | A | Test1479 | 1523 | C | Nos.
DELL POWER CONNECT N3024F SWITCH | I020685 | OMODROUT | A | Test1480 | 1524 | C | NOS.
50006269 3300 MXE III CONTROLLER | I020728 | SPABXSPR | A | Test1481 | 1525 | C | NOS.
DSR AVR | I020729 | OGENTSP | A | Test1482 | 1526 | C | NOS.
GEAR OIL 750ML | I020733 | OENGSPARES | A | Test1483 | 1527 | C | NOS.
FLUKE METER | I020756 | CTOOLS | A | Test1484 | 1528 | C | NOS.
RCC35120-ROD TO CABLE CLAMP TO SUIT 14 -17MM ROD & CABLE | I020757 | CLGTSPSP | A | Test1485 | 1529 | C | Nos.
FL6T253C-SOFT DRAWN COPPER TAPE,25MMX3MM,COPPER,EMBOSS LPI | I020758 | CLGTSPSP | A | Test1486 | 1530 | C | ROLL
FL3DCTC253PVC-DC TAPE CLIP TO SUIT 25MMX3MM PVC CVRD CU TAPE | I020759 | CLGTSPSP | A | Test1487 | 1531 | C | NOS.
LEH-34R- COUPLING FOR THREADED EARTH ROD 17MM | I020760 | CLGTSPSP | A | Test1488 | 1532 | C | NOS.
PH-34- DRIVING HEAD FOR THREADED EARTH ROD 17MM | I020761 | CLGTSPSP | A | Test1489 | 1533 | C | NOS.
EPIT-P- POLYMER EARTH PIT | I020762 | CLGTSPSP | A | Test1490 | 1534 | C | NOS.
EB400 - EARTH BAR, 400MM X 80MM X 98MM, 6 WAY | I020765 | CLGTSPSP | A | Test1491 | 1535 | C | NOS.
1XPV140-60-IP66-MKII- HIGH PERFORMANCE PHOTOVOLTAIC SPD, 1PH | I020766 | CLGTSPSP | A | Test1492 | 1536 | C | NOS.
OPTICAL POWER METER | I020770 | COPFIBRNTWK | A | Test1493 | 1537 | C | NOS.
VISUAL FAULT LOCATOR 10MW | I020771 | COPFIBRNTWK | A | Test1494 | 1538 | C | NOS.
TEMPERATURE SENSOR - YD-TMP75 | I020775 | CPWR SYSTEM | A | Test1495 | 1539 | C | NOS.
RTC1625A-GUNMETAL ROD TO TAPE CLAMP | I020777 | CLGTSPSP | A | Test1496 | 1540 | C | NOS.
NE-100-DIN MOUNT, N-E PROTECTION, 100KA 10/350ΜS | I020778 | CLGTSPSP | A | Test1497 | 1541 | C | NOS.
SST150-DIN MOUNT, L-N, L-E PROTECTION, 240VAC NOMINAL 385V | I020779 | CLGTSPSP | A | Test1498 | 1542 | C | NOS.
POE-RJ45-CAT5-POWER OVER ETHERNET PROTECTOR FOR CAT5 10/100 | I020780 | CLGTSPSP | A | Test1499 | 1543 | C | NOS.
270-5102-069 HDC43/RJ45 BALUN LEFT HAND (BLACK) | I020781 | CINSTMAT | A | Test1500 | 1544 | C | NOS.
SFP-10G-SR=10GBASE-SR SFP MODULE | I020785 | CTRNACCEQ | A | Test1501 | 1545 | C | NOS.
KWH METER BOX DIGITAL (3 PHASE) | I020788 | CPWR SYSTEM | A | Test1502 | 1546 | C | NOS.
3MG27101WW-8038 PREMIUM DESKPHONE INT | I020789 | STELEEQ | A | Test1503 | 1547 | C | NOS.
SSND00EGS412-4PORT GIGABIT ETHERNET SWITCHING PROCESSING BRD | I020802 | CTRNACCEQ | A | Test1504 | 1548 | C | NOS.
TELEPHONE,IVORY,DOUBLE CRYSTAL/6P2C U.S TYPE PLUG | I020804 | CTRNACCEQ | A | Test1505 | 1549 | C | NOS.
3BA23275AB ARMADA DAUGHTER BOARD | I020805 | SPABXSPR | A | Test1506 | 1550 | C | NOS.
FG-1500D-BDL:HW+1YR 8X5 FORTICARE & FORTIGUARD UTM BNDL | I020871 | SMODROUT | A | Test1507 | 1551 | C | NOS.
DESKTOP 8GB RAM DDR3 1600MHZ | I020876 | OPCACSRS | A | Test1508 | 1552 | C | NOS.
LAPTOP 8GB RAM DDR3L 1600MHZ | I020877 | OPCACSRS | A | Test1509 | 1553 | C | NOS.
PC6010DI:DC POWER CABLES KIT FOR CH6010-INTERNATIONAL VER. | I020886 | CMOBSWEQ | A | Test1510 | 1554 | C | NOS.
MDB 4P 63A | I020896 | CPWR SYSTEM | A | Test1511 | 1555 | C | NOS.
6U 19” WALL MOUNTING CABINET(600X600X6U) | I020905 | SSRVRKS | A | Test1512 | 1556 | C | NOS.
BOX FILE 3" | I020907 | OSTNMAT | A | Test1513 | 1557 | C | NOS.
COVER, OIL SEAL P/N:6E5453440000 | I020938 | OENGSPARES | A | Test1514 | 1558 | C | NOS.
GASKET P/N:904300802000 | I020940 | OENGSPARES | A | Test1515 | 1559 | C | NOS.
OIL SEAL P/N:9310128M1600 | I020948 | OENGSPARES | A | Test1516 | 1560 | C | NOS.
OIL SEAL P/N:9310130M1700 | I020949 | OENGSPARES | A | Test1517 | 1561 | C | NOS.
OIL SEAL P/N:931060901400 | I020950 | OENGSPARES | A | Test1518 | 1562 | C | NOS.
O−RING P/N:9321086M3800 | I020954 | OENGSPARES | A | Test1519 | 1563 | C | NOS.
WASHER, PLATE P/N:9020122M0100 | I020968 | OENGSPARES | A | Test1520 | 1564 | C | NOS.
WASHER, VALVE P/N:9020622M1900 | I020970 | OENGSPARES | A | Test1521 | 1565 | C | NOS.
3GV28047AC:CORDED MONAURAL WIDE BAND HEADSET HW251N PLANTRON | I020977 | SPABXSPR | A | Test1522 | 1566 | C | NOS.
3MG27006RW-48V POWER SUPPLY | I020984 | SPABXSPR | A | Test1523 | 1567 | C | NOS.
SL91CSHU- TDM/HYBRID/PACKET SYS. CTRL & CROSS-CONNECT BOARD | I020986 | CTRNACCEQ | A | Test1524 | 1568 | C | NOS.
RF CABLE-5D-COAXIAL CBL,COPPER-CLAD ALU.WIRE,50OHM, BK,5D | I020987 | CTRNACCEQ | A | Test1525 | 1569 | C | NOS.
SLAC0016E105-TRUNK CABLE,5M,75OHM,16E1,1.6MM,ANEA 96F-III | I020988 | CTRNACCEQ | A | Test1526 | 1570 | C | NOS.
C16E1B042-TRUNK CABLE,5M,120OHM,16E1,0.4MM,ANEA 96F | I020989 | CTRNACCEQ | A | Test1527 | 1571 | C | NOS.
ESFP-FE-LX-SM1310-OPTICAL TRANSCEIVER,ESFP,1310NM,STM1,15KM | I020992 | CTRNACCEQ | A | Test1528 | 1572 | C | NOS.
RU60000SHA-FUNCTION MODULE,RTN XMC-LH,U6G,SD,HIGH SITE,6765M | I020993 | CTRNACCEQ | A | Test1529 | 1573 | C | NOS.
RU60000SLA-FUNCTION MODULE,RTN XMC-LH,U6G,SD,LOW SITE,6425MH | I020994 | CTRNACCEQ | A | Test1530 | 1574 | C | NOS.
BOU640CS4-MICROWAVE ELECTRIC ACC,BRANCH-O,U6G 40MHZ,ACCP SD | I020995 | CTRNACCEQ | A | Test1531 | 1575 | C | NOS.
AF0AAA00-MICROWAVE ACCESSORY,FLEXIBLE WAVEGUIDE,6G,0.9M,PDR7 | I020999 | CTRNACCEQ | A | Test1532 | 1576 | C | NOS.
AF0AAC00-MICROWAVE ACCESSORY,FLEXIBLE WAVEGUIDE,6G,1.8M,PDR7 | I021000 | CTRNACCEQ | A | Test1533 | 1577 | C | NOS.
24312A-MICROWAVE STRUCTURAL ACCESSORY,HOISTING GRIP,0.2M,50M | I021004 | CTRNACCEQ | A | Test1534 | 1578 | C | NOS.
B910003194-MICROWAVE ELECTRIC ACCESSORY,FLANGE SHIM,6G,UDR70 | I021005 | CTRNACCEQ | A | Test1535 | 1579 | C | NOS.
SLHCRSSI20-SIGNAL CABLE,RSSI TEST CABLE,20M | I021008 | CTRNACCEQ | A | Test1536 | 1580 | C | NOS.
LSL9EN1PL1-ENHANCED N+1 PROTECTION FUNCTION (PER SUBRACK) | I021009 | CTRNACCEQ | A | Test1537 | 1581 | C | NOS.
MD-CS-B-MICROWAVE STRUCTURAL ACCESSORY,ANTENNA SIDE STRUT CL | I021010 | CTRNACCEQ | A | Test1538 | 1582 | C | NOS.
SLBMSITE95-RTN 980L BASAL CONFIGURATION 2*SLB1CSHL | I021011 | CTRNACCEQ | A | Test1539 | 1583 | C | NOS.
ESFP-FE-LX-SM1310-OPTICAL TRANSCEIVER,ESFP,1310NM,15KM | I021012 | CTRNACCEQ | A | Test1540 | 1584 | C | NOS.
EXERCISE BIKE | I021026 | OMISC | A | Test1541 | 1585 | C | NOS.
TREADMILL | I021027 | OMISC | A | Test1542 | 1586 | C | NOS.
WHEEL CHAIR | I021029 | OMISC | A | Test1543 | 1587 | C | NOS.
WALKER WITHOUT WHEEL | I021031 | OMISC | A | Test1544 | 1588 | C | NOS.
WALKER WITH WHEEL | I021032 | OMISC | A | Test1545 | 1589 | C | NOS.
WATERBED | I021033 | OMISC | A | Test1546 | 1590 | C | NOS.
SL91EG4- 2*GE(SFP/RJ45)+2*GE(RJ45) GIGABIT ETHERNET BOARD/SW | I021034 | CTRNACCEQ | A | Test1547 | 1591 | C | NOS.
VHLP2-7W-HW1B-MICROWAVE ANTENNA,A07S06HAC,7/8G,600MM,HP,SNGL | I021035 | CTRNACCEQ | A | Test1548 | 1592 | C | NOS.
VHLP3-7W-HW1-MICROWAVE ANTENNA,A07S10HAC,7/8G,1000MM,HP,SNGL | I021036 | CTRNACCEQ | A | Test1549 | 1593 | C | NOS.
ODU(XMC-2E-7G)-MICROWAVE ODU-7G-XMC-2E | I021041 | CTRNACCEQ | A | Test1550 | 1594 | C | NOS.
JOINT CLOSURE 10-30 PAIR (XAGA-550-43/8-200) | I021065 | OCAPSTK | A | Test1551 | 1595 | C | NOS.
JOINT CLOSURE 2-5 PAIR (RAYBLOCK-100-NZ) | I021066 | OCAPSTK | A | Test1552 | 1596 | C | NOS.
LCD TV BRACKET | I021067 | CINSTMAT | A | Test1553 | 1597 | C | NOS.
LCD VIDEO WALL SCREEN 55" | I021070 | CMISC | A | Test1554 | 1598 | C | NOS.
HDMI SPLITTER | I021075 | CINSTMAT | A | Test1555 | 1599 | C | NOS.
VIDEO WALL CONTROLLER | I021076 | CINSTMAT | A | Test1556 | 1600 | C | NOS.
DS-VH-80 FAN GUARD(SL105) | I021079 | SINSTMAT | A | Test1557 | 1601 | C | NOS.
DS-3546 P/L BACK PLATE(SL105) | I021080 | SINSTMAT | A | Test1558 | 1602 | C | NOS.
DUCT SEAL TDUX-100 | I021081 | CINSTMAT | A | Test1559 | 1603 | C | NOS.
GAS CYLINDERS CO2 16 GRMS | I021082 | CINSTMAT | A | Test1560 | 1604 | C | NOS.
CROSS CONNECTION CABINET 83A | I021083 | CINSTMAT | A | Test1561 | 1605 | C | NOS.
LSA PLUS OVER VOLTAGE PROTECTION MAGAZINE 2/10 | I021086 | CINSTMAT | A | Test1562 | 1606 | C | NOS.
3BA00759AA-VOIP ACCESS BOARD INT-IP3 BOARD | I021101 | SPABXSPR | A | Test1563 | 1607 | C | NOS.
DELL PS-M4110X 10K 2.5” SAS 10 GB STORAGE BLADE | I021107 | CDHIDATEQ | A | Test1564 | 1608 | C | NOS.
H83D00ASDA01-ANALOG SUBSCRIBER DSP CARD | I021108 | CMOBSWEQ | A | Test1565 | 1609 | C | NOS.
H83D05CALE01-32-CHANNEL ADSL2+ AND 32-PORT POTS | I021109 | CMOBSWEQ | A | Test1566 | 1610 | C | NOS.
SS-OP-D-LC-M-10:PATCH CORD-LC/PC-LC/PC-MULTIMODE-A1B-2MM-10M | I021110 | CMOBSWEQ | A | Test1567 | 1611 | C | NOS.
CSAD32101-SUBSCRIBER CABLE,32 CHANNEL ADSL,10M,0.4MM,64 CORE | I021111 | CMOBSWEQ | A | Test1568 | 1612 | C | NOS.
FLUKE TS54 TDR BUTT SET | I021121 | CTOOLS | A | Test1569 | 1613 | C | NOS.
FLUKE TS25D BUTT SET | I021122 | CTOOLS | A | Test1570 | 1614 | C | NOS.
CABLE TESTER | I021123 | CTOOLS | A | Test1571 | 1615 | C | NOS.
COMMODE CHAIR WHITE | I021124 | OFURNITURE | A | Test1572 | 1616 | C | NOS.
COMMODE WHEEL CHAIR | I021125 | OFURNITURE | A | Test1573 | 1617 | C | NOS.
6 CORE SM OPTIC FIBER CABLE NON-ARMOURED | I021129 | CLINPLNT | A | Test1574 | 1618 | C | NOS.
COMMODE CHAIR SS WITHOUT WHEELS | I021159 | OFURNITURE | A | Test1575 | 1619 | C | NOS.
BEST FRIEND PACK | I021160 | POSG32 | A | Test1576 | 1620 | C | NOS.
BEST FRIEND USER GUIDE | I021161 | POSG32 | A | Test1577 | 1621 | C | NOS.
HP LASERJET PRO 400 COLOR M451DN PRINTER | I021166 | CSTNMAT | A | Test1578 | 1622 | C | NOS.
PR32AY 070- PETZL MAMBO ROPE 10.1MM X 70M YELLOW | I021167 | CINSTMAT | A | Test1579 | 1623 | C | NOS.
PR11200W- PETZL VECTOR ROPE 11MM 200M WHITE | I021170 | CINSTMAT | A | Test1580 | 1624 | C | NOS.
PC710001- PETZL NAVAHO BOD HARNESS SIZE 1 | I021171 | CINSTMAT | A | Test1581 | 1625 | C | NOS.
PL52H002- PETZL GRILLON HOOK LANYARD 2M | I021174 | CINSTMAT | A | Test1582 | 1626 | C | NOS.
PM34SL- PETZL AM'D SCREW-LOCK CARABINER | I021175 | CINSTMAT | A | Test1583 | 1627 | C | NOS.
PS3500-L100M-1024:PACKETSHAPER 3500,>100 MBPS OF SHAPING. | I021193 | SMODROUT | A | Test1584 | 1628 | C | NOS.
163SEM : MICROWAVE ELECTRIC ACCESSORY, CONNECTOR, 6G | I021197 | CTRNACCEQ | A | Test1585 | 1629 | C | NOS.
5330E IP PHONE BACKLIT (MITEL) P/N:50006476 | I021202 | STELEEQ | A | Test1586 | 1630 | C | NOS.
CABLE LADDER KHZP-300 6M WHITE | I021208 | CINSTMAT | A | Test1587 | 1631 | C | NOS.
END CONNECTION 10 AI WHITE | I021209 | CINSTMAT | A | Test1588 | 1632 | C | NOS.
WALL BRACKET 11/75 WHITE | I021210 | CINSTMAT | A | Test1589 | 1633 | C | NOS.
P51 B-PULLEY (OMNI-BLOCK 1.5") | I021218 | CINSTMAT | A | Test1590 | 1634 | C | NOS.
P53 B-PULLEY (OMNI-BLOCK 2.0") | I021219 | CINSTMAT | A | Test1591 | 1635 | C | NOS.
APPLICATION FOR INTERNET SERVICE | I021221 | OSTNMAT | A | Test1592 | 1636 | C | NOS.
KWH METER BOX-3PHASE | I021235 | OPWR SYSTEM | A | Test1593 | 1637 | C | NOS.
LAPTOP I3 | I021238 | CLPTPCMPT | A | Test1594 | 1638 | C | NOS.
ELTEK OUTDOOR POWERCUBE INCLUDING 19" SPACE FOR POWER SYSTEM | I021239 | CPWR SYSTEM | A | Test1595 | 1639 | C | NOS.
213-1678-070-TNC RIGHT-ANGLED CLAMP PLUG LMR300/5D-FB | I021244 | CINSTMAT | A | Test1596 | 1640 | C | NOS.
213-1178-070-TNC STRAIGHT CLAMP PLUG LMR300/5D-FB | I021245 | CINSTMAT | A | Test1597 | 1641 | C | NOS.
220-1178EZ-070-N TYPE STRAIGHT CLAMP PLUG LMR300/5D-FB EZ FI | I021246 | CINSTMAT | A | Test1598 | 1642 | C | NOS.
COLD-021:COLD SHRINK | I021250 | CINSTMAT | A | Test1599 | 1643 | C | NOS.
716M-LCF78-C02:CONNECTOR 550 MALE | I021257 | CINSTMAT | A | Test1600 | 1644 | C | NOS.
HP 1910-24G-POE (170W) SWITCH-24 PORTS | I021259 | SMODROUT | A | Test1601 | 1645 | C | NOS.
FIRE EMERGENCY ANALOGUE HOTLINE TELEPHONE WALL MOUNT (BLACK) | I021266 | SOTHTELEQ | A | Test1602 | 1646 | C | NOS.
GIFT HAMPERS | I021269 | OMISC | A | Test1603 | 1647 | C | NOS.
A0016-001-001-001-001-1: IG3100 (FIREWALL) | I021280 | SMODROUT | A | Test1604 | 1648 | C | NOS.
UPS APC 3KV (RACK MOUNTABLE) (SL089) | I021286 | SSRVRACS | A | Test1605 | 1649 | C | NOS.
8110505110-SMARTBOX STB11 HW UK(SL090) | I021297 | SSRVRACS | A | Test1606 | 1650 | C | NOS.
71095020XX-IF KIT FOR STB(SL090) | I021298 | SSRVRACS | A | Test1607 | 1651 | C | NOS.
7371000100-WIRELESS SINGLE BAND DONGLE 2.4 G(SL090) | I021308 | SSRVRACS | A | Test1608 | 1652 | C | NOS.
MBO1E HEX DC CABINET | I021323 | CMOBSWEQ | A | Test1609 | 1653 | C | NOS.
SUMX | I021324 | CMOBSWEQ | A | Test1610 | 1654 | C | NOS.
ANTENNA NETWORK COMBINER 900 | I021325 | CMOBSWEQ | A | Test1611 | 1655 | C | NOS.
LIGHTNING PROTECTION | I021326 | CMOBSWEQ | A | Test1612 | 1656 | C | NOS.
GPX50-D3(72CORES CAPACITY, INTG.SC/AP ADAP.& PIGTAIL)(SL088) | I021327 | SOPFIBRNTWK | A | Test1613 | 1657 | C | NOS.
FG-100D-BDL:HW+1YR 8X5 FORTICARE & FORTIGUARD UTM BNDL(SL088 | I021330 | SMODROUT | A | Test1614 | 1658 | C | NOS.
A0016-001-001-001-001-1: IG3100(SL088) | I021331 | SMODROUT | A | Test1615 | 1659 | C | NOS.
VEHICLE TYRE | I021347 | OSPRVEHBT | A | Test1616 | 1660 | C | NOS.
CISCO1921/K9-C1921 MODLR ROUTER,2 GE,2 EHWIC SLOTS,512DRAM | I021348 | SMODROUT | A | Test1617 | 1661 | C | NOS.
CON-SNT-1921-SMARTNET 8X5XNBD C1921 MODLR ROUTER,2 GE, 2 EHW | I021349 | SMODROUT | A | Test1618 | 1662 | C | NOS.
CISCO2901/K9-CISCO 2901 W/2 GE,4 EHWIC,2 DSP,256MB CF,512MB | I021350 | SMODROUT | A | Test1619 | 1663 | C | NOS.
901-7352-WW00:ZONEFLEX 7352 SINGLE-BAND(2.4 GHZ)802.11(SL079 | I021363 | SOTHTELEQ | A | Test1620 | 1664 | C | NOS.
TELEMATRIX 3300MWD | I021370 | STELEEQ | A | Test1621 | 1665 | C | NOS.
MW ANTENNA | I021373 | CANTMAST | A | Test1622 | 1666 | C | NOS.
USIM CARDS TRIO 128K | I021383 | POSG28 | A | Test1623 | 1667 | A | Nos.
ASMI-54L/4ETH/4W | I021386 | OMODROUT | A | Test1624 | 1668 | C | NOS.
FLEXIBLE CABLE – BLACK (PANEL WIRE) 1C X 95SQMM CU/PVC | I021393 | CPWR SYSTEM | A | Test1625 | 1669 | C | Mtr
MOBILE HANDSET SAMSUNG GALAXY NOTE 4 LTE 32GB | I021399 | OMOBHSET | A | Test1626 | 1670 | C | NOS.
DELL VOSTRO 5470 | I021411 | CLPTPCMPT | A | Test1627 | 1671 | C | NOS.
DELL INSPIRON 5447 | I021412 | CLPTPCMPT | A | Test1628 | 1672 | C | NOS.
VDSL2 HG630 ROUTER | I021414 | POSG16 | A | Test1629 | 1673 | C | NOS.
JERSEY W/O SHORTS | I021420 | OMISC | A | Test1630 | 1674 | C | NOS.
JERSEY WITH SHORTS | I021421 | OMISC | A | Test1631 | 1675 | C | NOS.
ODF - GPX218-AE1 | I021434 | COPFIBRNTWK | A | Test1632 | 1676 | C | NOS.
SAMSUNG NOTE 4 (32GB)WHITE | I021437 | POSG12 | A | Test1633 | 1677 | A | Nos.
SAMSUNG S5 (16GB) BLACK | I021439 | POSG12 | A | Test1634 | 1678 | A | Nos.
SAMSUNG S5 (16GB) WHITE | I021440 | POSG12 | A | Test1635 | 1679 | A | Nos.
WD-40 | I021450 | OMISC | A | Test1636 | 1680 | C | NOS.
DISTRIBUTED NODEB D2U+2RRH60C-1ECCM-1ECEM | I021451 | CMOBSWEQ | A | Test1637 | 1681 | C | NOS.
DISTRIBUTED NODEB D2U+3RRH60C-1ECCM-1ECEM | I021452 | CMOBSWEQ | A | Test1638 | 1682 | C | NOS.
RU: NODEB D2U V3 FAN RACK 9926 | I021453 | CMOBSWEQ | A | Test1639 | 1683 | C | NOS.
NODEB D2U ECEM-U NO CAPACITY | I021454 | CMOBSWEQ | A | Test1640 | 1684 | C | NOS.
NODEB D2U ECCM-U WITH GIGE MDA | I021455 | CMOBSWEQ | A | Test1641 | 1685 | C | NOS.
RU: SFP MMDF | I021456 | CMOBSWEQ | A | Test1642 | 1686 | C | NOS.
NODEB RRH 60W-C 2100MHZ DC48 | I021457 | CMOBSWEQ | A | Test1643 | 1687 | C | NOS.
RU: EAMI BBU EXT. ALARM MODULE INDOOR | I021458 | CMOBSWEQ | A | Test1644 | 1688 | C | NOS.
BOILER SUITE(S) | I021467 | CMISC | A | Test1645 | 1689 | C | NOS.
BOILER SUITE (M) | I021468 | CMISC | A | Test1646 | 1690 | C | NOS.
SAFETY SHOE | I021470 | CMISC | A | Test1647 | 1691 | C | NOS.
1U 19" RACK MOUNT 12-PORT FULLY LOADED ODF-SM | I021474 | OSRVRKS | A | Test1648 | 1692 | C | NOS.
ME500 A-5108 - SINGLE LINE CORDED NON-SPEAKERPHONE (SL088) | I021475 | SPABXOTH | A | Test1649 | 1693 | C | NOS.
SFP-GE-T=:1000BASE-T SFP (NEBS 3 ESD) | I021526 | CSRVRACS | A | Test1650 | 1694 | C | NOS.
ASMI-52_IND/2W/ETH | I021538 | OMODROUT | A | Test1651 | 1695 | C | NOS.
PRINTER CARTRIDGE HP LASERJET 1320N | I021543 | OSTNMAT | A | Test1652 | 1696 | C | NOS.
NDI-40012-V3: INFRARED IP DOME 720P IP66(SL091) | I021547 | SSURVLNCE | A | Test1653 | 1697 | C | NOS.
TELEMATRIX 3300MWD (10 MEMORY KEYS -ASH P/N:33339) | I021564 | OTELEEQ | A | Test1654 | 1698 | C | NOS.
CACHEBOX APPLIANCE WEB CACHE APPLIANCE 1U RACK MOUNT | I021581 | SSRVRACS | A | Test1655 | 1699 | C | NOS.
FAIL-TO-WIRE CARD FOR AN INLINE DEPLOYMENT | I021583 | SSRVRACS | A | Test1656 | 1700 | C | NOS.
24 CORE FIBER OPTIC SPLICE CLOSURE | I021598 | OINSTMAT | A | Test1657 | 1701 | C | NOS.
J4858C-KC:GIGABIT-SX-LC MINI-GBIC-SFP (SL091) | I021645 | SMODROUT | A | Test1658 | 1702 | C | NOS.
RJ11 4 PIN JACK (SL082) | I021654 | SINSTMAT | A | Test1659 | 1703 | C | NOS.
SQUARE BAR STEEL HOLLOW MS 2"X1"X2MM 20FT | I021657 | CANTMAST | A | Test1660 | 1704 | C | NOS.
HP 2530-8G-POE+ SWITCH (SL091) | I021664 | SOPFIBRNTWK | A | Test1661 | 1705 | C | NOS.
TOURIST SIM USERGUIDE | I021671 | POSG33 | A | Test1662 | 1706 | C | NOS.
CAPAROL CAPAFLOOR 5KG 230SF RAL7032 | I021678 | CSITEMAINT | A | Test1663 | 1707 | C | NOS.
VERTICAL BLINDS/SECLUSION MATERIAL | I021680 | OSITEMAINT | A | Test1664 | 1708 | C | sq. ft
HUAWEI LTE MOB WIFI-E5373S-157 | I021682 | POSG02 | A | Test1665 | 1709 | C | NOS.
HUAWEI LTE CPE- E5180S-22 | I021683 | POSG16 | A | Test1666 | 1710 | C | NOS.
HUAWE LTE DATA CARD-E3372H153 | I021684 | POSG02 | A | Test1667 | 1711 | C | NOS.
TOWER LIGHT CONTROL BOX (DC48V) | I021688 | CANTMAST | A | Test1668 | 1712 | C | NOS.
PHOTOCELL 48V | I021689 | CANTMAST | A | Test1669 | 1713 | C | NOS.
APPLE IPHONE 6 PLUS 16GB LTE | I021691 | OMOBHSET | A | Test1670 | 1714 | C | NOS.
TOURIST KIT $10 | I021698 | POSG33 | A | Test1671 | 1715 | A | NOS.
TOURIST KIT $30 | I021699 | POSG33 | A | Test1672 | 1716 | A | NOS.
TOURIST KIT $45 | I021700 | POSG33 | A | Test1673 | 1717 | A | NOS.
PRINTER CARTRIDGE HPLASERJET CP1525N CE320A BLACK | I021709 | OSTNMAT | A | Test1674 | 1718 | C | NOS.
PRINTER CARTRIDGE HPLASERJET CP1525N CE321A CYAN | I021710 | OSTNMAT | A | Test1675 | 1719 | C | NOS.
PRINTER CARTRIDGE HPLASERJET CP1525N CE322A YELLOW | I021711 | OSTNMAT | A | Test1676 | 1720 | C | NOS.
PRINTER CARTRIDGE HPLASERJET CP1525N CE323A MAGENTA | I021712 | OSTNMAT | A | Test1677 | 1721 | C | NOS.
GPS TRACKER | I021717 | OMISC | A | Test1678 | 1722 | C | NOS.
FDOM2-LC-SC-20M-OR:PATCH CORD SC/PC LC/PC(MM DUPLEX)20M | I021721 | COPFIBRNTWK | A | Test1679 | 1723 | C | NOS.
FD9-LC-SC-10M-YELLO:PATCH CORD SC/PC LC/PC(SM DUPLEX)10M | I021730 | COPFIBRNTWK | A | Test1680 | 1724 | C | NOS.
SCREWDRIVER (+) 1 X 75 | I021734 | OTOOLS | A | Test1681 | 1725 | C | NOS.
SCREWDRIVER (+) 2 X 150MM | I021736 | OTOOLS | A | Test1682 | 1726 | C | NOS.
TUNGSTEN DIAGONAL CUTTING PLIER (160MM) | I021737 | OTOOLS | A | Test1683 | 1727 | C | NOS.
8 OZ CURVED CLAW HAMMER | I021740 | OTOOLS | A | Test1684 | 1728 | C | NOS.
FORGING CABLE CUTTER 235MM 9” | I021746 | OTOOLS | A | Test1685 | 1729 | C | NOS.
MEASURING TAPE- 5M | I021753 | OTOOLS | A | Test1686 | 1730 | C | NOS.
SCREWDRIVER (-) 100/-3.2/85/3.2 89045A | I021760 | OTOOLS | A | Test1687 | 1731 | C | NOS.
DRILL BIT 18PC PILOT PT | I021761 | OTOOLS | A | Test1688 | 1732 | C | NOS.
DRILL BIT SET 25PCS | I021762 | OTOOLS | A | Test1689 | 1733 | C | NOS.
TORPEDO LEVEL 9 IN 3 VIALS | I021768 | OTOOLS | A | Test1690 | 1734 | C | NOS.
EXTENSION CORD ROLL | I021769 | OTOOLS | A | Test1691 | 1735 | C | NOS.
SOCKET WRENCH SET 45PCS 3/8" | I021772 | OTOOLS | A | Test1692 | 1736 | C | NOS.
CIRCUIT TESTER | I021779 | OTOOLS | A | Test1693 | 1737 | C | NOS.
INSULATED SCREWDRIVER (+) PH2X100 | I021789 | OTOOLS | A | Test1694 | 1738 | C | NOS.
FULLY LOADED 12 PORT ODF SM | I021790 | SOPFIBRNTWK | A | Test1695 | 1739 | C | NOS.
CISCO1941/K9: CISCO 1941 W/2 GE,2 EHWIC SLOTS,256MB C,512MB | I021794 | OCRITICAL-ITEMS | A | Test1696 | 1740 | C | NOS.
ISR-CCP-EXP: CISCO CONFIG PRO EXPRESS ON ROUTER FLASH | I021795 | SMODROUT | A | Test1697 | 1741 | C | NOS.
CAB-CONSOLE-USB: CONSOLE CABLE 6 FT WITH USB TYPE A & MINI-B | I021800 | SSRVRACS | A | Test1698 | 1742 | C | NOS.
BEARING P/N:93311–83280 | I021804 | OENGSPARES | A | Test1699 | 1743 | C | NOS.
BEARING P/N:93332–000W1 | I021805 | OENGSPARES | A | Test1700 | 1744 | C | NOS.
SHIM (T:0.18MM) P/N:61A–45567–30 | I021806 | OENGSPARES | A | Test1701 | 1745 | C | NOS.
BEARING P/N:93317–330U2 | I021810 | OENGSPARES | A | Test1702 | 1746 | C | NOS.
SHIM (T:0.30MM) P/N:61A–45587–40 | I021812 | OENGSPARES | A | Test1703 | 1747 | C | NOS.
BEARING P/N:93341–930U9 | I021813 | OENGSPARES | A | Test1704 | 1748 | C | NOS.
O-RING P/N:93210–55M14 | I021814 | OENGSPARES | A | Test1705 | 1749 | C | NOS.
PINION (15T) P/N:6P2–45551–01 | I021815 | OENGSPARES | A | Test1706 | 1750 | C | NOS.
WASHER, PLATE P/N:90201–16M00 | I021816 | OENGSPARES | A | Test1707 | 1751 | C | NOS.
NUT P/N:90170–16M19 | I021817 | OENGSPARES | A | Test1708 | 1752 | C | NOS.
GEAR 1 (30T) P/N:6P2–45560–00 | I021818 | OENGSPARES | A | Test1709 | 1753 | C | NOS.
RING, CROSS PIN P/N:61A–45633–00 | I021820 | OENGSPARES | A | Test1710 | 1754 | C | NOS.
BEARING P/N:93306–210U0 | I021821 | OENGSPARES | A | Test1711 | 1755 | C | NOS.
GEAR 2 (30T) P/N:6P2–45571–00 | I021822 | OENGSPARES | A | Test1712 | 1756 | C | NOS.
WASHER, PLATE P/N:90201–31M00 | I021823 | OENGSPARES | A | Test1713 | 1757 | C | NOS.
SHIM (T:0.18MM) P/N:61A–45577–30 | I021824 | OENGSPARES | A | Test1714 | 1758 | C | NOS.
SHIM (T:0.50MM) P/N:61A–45577–60 | I021825 | OENGSPARES | A | Test1715 | 1759 | C | NOS.
O-RING P/N:93211–04384 | I021827 | OENGSPARES | A | Test1716 | 1760 | C | NOS.
DELL E2414H MONITOR | I021840 | CLPTPCMPT | A | Test1717 | 1761 | C | Nos.
SLIDING DOOR CABINET (800X400X820MM) | I021863 | OFURNITURE | A | Test1718 | 1762 | C | Nos.
INSTALLATION TOOL KIT | I021864 | CTOOLS | A | Test1719 | 1763 | C | nos.
EZ-LABEL PRINTER - CASIO KL-60-L | I021865 | cTOOLS | A | Test1720 | 1764 | C | nos.
3 1/2 DIGITAL MULTIMETER | I021869 | CTOOLS | A | Test1721 | 1765 | C | nos.
BUTT SET TEST PHONE | I021870 | CTOOLS | A | Test1722 | 1766 | C | nos.
2 PIN TEST JACK TO CROCODILE CABLE | I021871 | CTOOLS | A | Test1723 | 1767 | C | nos.
HEX KEY SET (9PCS EXTRA LONG ARM BALL POINT) | I021872 | CTOOLS | A | Test1724 | 1768 | C | nos.
5 PCS NEEDLE FILE SET | I021874 | ctOOLS | A | Test1725 | 1769 | C | nos.
100PCS ASSORTED POWER BITS SET | I021876 | CTOOLS | A | Test1726 | 1770 | C | Nos.
SOLDER WIRE 0.8MM 250 GRAMS | I021878 | CTOOLS | A | Test1727 | 1771 | C | Nos.
MTC6 NEEDLE NOSE PLIER 125MM SERRATED JAW | I021879 | CTOOLS | A | Test1728 | 1772 | C | Nos.
INSULATED SCREWDRIVER STAR VDE 1000V | I021880 | CTOOLS | A | Test1729 | 1773 | C | Nos.
VDE 1000V INSULATED SCREWDRIVER MINUS | I021881 | CTOOLS | A | Test1730 | 1774 | C | NOS.
MICRO CUTTING PLIER 130MM | I021882 | CTOOLS | A | Test1731 | 1775 | C | NOS.
CUTTING PLIER 125MM | I021883 | CTOOLS | A | Test1732 | 1776 | C | NOS.
ALL-IN-ONE TONER & PROBE KIT | I021884 | CTOOLS | A | Test1733 | 1777 | C | NOS.
ALL IN 1 MODULAR CRIMPING TOOL | I021885 | CTOOLS | A | Test1734 | 1778 | C | NOS.
FTTH DROP CABLE STRIPPER | I021890 | CTOOLS | A | Test1735 | 1779 | C | NOS.
24 PM10 419MB 1/2" DR 24PCS SOCKET SET | I021891 | CTOOLS | A | Test1736 | 1780 | C | NOS.
HEAD LIGHT LED 1W | I021892 | CTOOLS | A | Test1737 | 1781 | C | NOS.
VERNIER CALIPER 150MMX0.02MM | I021893 | CTOOLS | A | Test1738 | 1782 | C | NOS.
NDN-832V03-P: FLEXIDOMEHD 1080P 3.8-13MM MOTION+ | I021899 | SSURVLNCE | A | Test1739 | 1783 | C | NOS.
HUAWEI FIBER ONT HG8245H W/PATCH CORD & LICENSE | I021904 | OMODROUT | A | Test1740 | 1784 | C | NOS.
MINERAL WATER 24 X 500ML | I021905 | OMISC | A | Test1741 | 1785 | C | Nos.
MIC-7230-PB4, MIC D/N 1080P, ALU, BLACK, 30X | I021910 | SINSTMAT | A | Test1742 | 1786 | C | NOS.
CANVAS HOSE 2" | I021921 | CMISC | A | Test1743 | 1787 | C | NOS.
SEWAGE PUMP | I021923 | CMISC | A | Test1744 | 1788 | C | NOS.
CONNECTION KIT FOR SUPERCELL 50C | I021958 | CSITEMAINT | A | Test1745 | 1789 | C | NOS.
3BA00432AB:MGA24 PACK‚ 24 VOIP MADA3 DAUGHTER BOARD | I021961 | SPABXSPR | A | Test1746 | 1790 | C | NOS.
3EH76031AD:SATA HARD DISK FOR CPU CARD CALL SERVER | I021963 | SPABXSPR | A | Test1747 | 1791 | C | NOS.
OT4135 IP CONFERENCE PHONE PACK, OT4135 IP | I021972 | OTELEEQ | A | Test1748 | 1792 | C | NOS.
962591:TELEMATRIX 9600MWD5 CORDLESS DECT INTL,1LINE BK(MS014 | I021974 | STELEEQ | A | Test1749 | 1793 | C | NOS.
ASP-6105-S:AEI .ONE-LINE ANALOGUE CORDED SPEAKERPHONE(MS014) | I021978 | STELEEQ | A | Test1750 | 1794 | C | NOS.
T-SHIRT | I021984 | OMISC | A | Test1751 | 1795 | C | NOS.
12 CORE SM NON ARMOURED FIBER CABLE (JELLY FILLED) | I021985 | CLINPLNT | A | Test1752 | 1796 | C | Mtr
WT-P100GX2-SP: HITACHI PUMP | I021987 | CSITEMAINT | A | Test1753 | 1797 | C | NOS.
DELL XPS 15 TOUCH(SL082) | I021991 | SLPTPCMPT | A | Test1754 | 1798 | C | NOS.
DIGITAL SLR CAMERA | I021998 | OMISC | A | Test1755 | 1799 | C | NOS.
SONY PS4 500GB | I021999 | OMISC | A | Test1756 | 1800 | C | NOS.
SOUND SYSTEM | I022000 | OMISC | A | Test1757 | 1801 | C | NOS.
ANGLE GRINDER | I022001 | CPWRTOOLS | A | Test1758 | 1802 | C | NOS.
POOL BALL | I022005 | OMISC | A | Test1759 | 1803 | C | NOS.
POOL CUE | I022006 | OMISC | A | Test1760 | 1804 | C | NOS.
POOL BALL RACK TRIANGLE | I022007 | OMISC | A | Test1761 | 1805 | C | NOS.
VOLLEY BALL | I022008 | OMISC | A | Test1762 | 1806 | C | NOS.
TT RACKET | I022009 | OMISC | A | Test1763 | 1807 | C | NOS.
CARROM LIGHT | I022010 | OMISC | A | Test1764 | 1808 | C | NOS.
CARROM COINS | I022011 | OMISC | A | Test1765 | 1809 | C | NOS.
BOILER SUIT (S) | I022028 | OMISC | A | Test1766 | 1810 | C | NOS.
CORSAIR 750D CC-9011035-WW CASING | I022041 | CSRVRACS | A | Test1767 | 1811 | C | NOS.
INSULATION TAPE BLACK(SL089) | I022042 | STOOLS | A | Test1768 | 1812 | C | NOS.
M10 L273 ALUMINIUM 3W LED TORCH LIGHT(SL089) | I022043 | STOOLS | A | Test1769 | 1813 | C | NOS.
SOFT GRIP CUTTER(SL089) | I022078 | STOOLS | A | Test1770 | 1814 | C | NOS.
AIR CONDITIONER 18K BTU INVERTER | I022081 | CACNSPR | A | Test1771 | 1815 | C | NOS.
THINKPAD S1 YOGA (SL088) | I022088 | SLPTPCMPT | A | Test1772 | 1816 | C | NOS.
DELL POWERCONNECT 3524 SWITCH | I022089 | SMISC | A | Test1773 | 1817 | C | NOS.
DELL POWERCONNECT 5524 SWITCH | I022090 | SMISC | A | Test1774 | 1818 | C | NOS.
FULLY LOADED 12 PORT SM ODF | I022098 | OSRVRKS | A | Test1775 | 1819 | C | NOS.
CARD PRINTER | I022099 | CMISC | A | Test1776 | 1820 | C | NOS.
3EH08088AB: RCE MODULE LINK KIT 1 | I022101 | SPABXSPR | A | Test1777 | 1821 | C | NOS.
3EH75001AB-MOUNTING KIT FOR RACK 3 | I022105 | SPABXSPR | A | Test1778 | 1822 | C | NOS.
3EH76034AA-BLIND SLOT STIFFNER (X1) | I022106 | SPABXSPR | A | Test1779 | 1823 | C | NOS.
3GV27011TB-ALCATEL:LUCENT 4019 DIGITAL PHONE URBAN GREY | I022107 | STELEEQ | A | Test1780 | 1824 | C | NOS.
3MG27104WW:8039 PREMIUM DESKPHONE INT | I022108 | STELEEQ | A | Test1781 | 1825 | C | NOS.
3BA58020AB:CABLE TY1 64 PTS DIN-15M (MS014) | I022116 | SPABXSPR | A | Test1782 | 1826 | C | NOS.
ADSL2+ 4PORT WIRELESS ROUTER HG531 | I022119 | OMODROUT | A | Test1783 | 1827 | C | NOS.
VALVE ASSEMBLY FOR CO2 FIRE EXTINGUISHERS | I022131 | OHEALTHSAFETY | A | Test1784 | 1828 | C | NOS.
SAFETY PIN & BREAK TIE | I022133 | OHEALTHSAFETY | A | Test1785 | 1829 | C | NOS.
JIGSAW 12V 3.0 AH LI-ION BATTERIES | I022137 | CTOOLS | A | Test1786 | 1830 | C | NOS.
PD 28V PERCUSSION DRILL | I022138 | CTOOLS | A | Test1787 | 1831 | C | NOS.
BIT DRIL PERCUSN 3/8X6" | I022139 | CTOOLS | A | Test1788 | 1832 | C | NOS.
18V COMBI HAMMER SOS PLUS LI-ION | I022140 | CTOOLS | A | Test1789 | 1833 | C | NOS.
DRILL BIT PERC1/2"X12"BG | I022141 | CTOOLS | A | Test1790 | 1834 | C | NOS.
18V JIGSAW | I022142 | CTOOLS | A | Test1791 | 1835 | C | NOS.
BIT DRIL PERCUSN 1/4X6" | I022143 | CTOOLS | A | Test1792 | 1836 | C | NOS.
DRILL BIT COBALT 15 PC | I022144 | CTOOLS | A | Test1793 | 1837 | C | NOS.
5 PIECE MASONRY DRILL SET (METRIC) | I022145 | CTOOLS | A | Test1794 | 1838 | C | NOS.
DRILL BIT 18PC PILOT PT | I022146 | CTOOLS | A | Test1795 | 1839 | C | NOS.
HOLESAW 17PC ELEC KT | I022147 | CTOOLS | A | Test1796 | 1840 | C | NOS.
SCREWORIVING SET 37PC | I022148 | CTOOLS | A | Test1797 | 1841 | C | NOS.
LADDER | I022149 | CTOOLS | A | Test1798 | 1842 | C | NOS.
PRO MOBILE TOOL CHEST | I022150 | CTOOLS | A | Test1799 | 1843 | C | NOS.
SCREWDRIVING SET 37PC | I022151 | CTOOLS | A | Test1800 | 1844 | C | NOS.
ACE SLIP-ON HP GLOVE-MED | I022152 | CTOOLS | A | Test1801 | 1845 | C | NOS.
RIVETTOOL GEN PURP ACE | I022153 | CTOOLS | A | Test1802 | 1846 | C | NOS.
8 OZ CLAW HAMMER FIBERGLASS HANDLE | I022154 | CTOOLS | A | Test1803 | 1847 | C | NOS.
ODD JOB 11-IN-1 TOOL | I022155 | CTOOLS | A | Test1804 | 1848 | C | NOS.
CRIMPING TOOL KIT | I022156 | CTOOLS | A | Test1805 | 1849 | C | NOS.
HEADLIGHT 3AAA .5W SPORT | I022157 | CPWRTOOLS | A | Test1806 | 1850 | C | NOS.
THERMOMETER INFRARED | I022158 | CTOOLS | A | Test1807 | 1851 | C | NOS.
SOCKET SET 30 PC SAE ACE | I022159 | CTOOLS | A | Test1808 | 1852 | C | NOS.
WRENCH COM 1OPC MM ACE | I022160 | CTOOLS | A | Test1809 | 1853 | C | NOS.
CLOSED REEL TAPE MEASURE 165FT (5OM) ABS CASE ACE | I022161 | CTOOLS | A | Test1810 | 1854 | C | NOS.
SCREWDRIVER INSULATED 6PC SET | I022162 | CTOOLS | A | Test1811 | 1855 | C | NOS.
KNIFE UTIL RETRACT QUICK | I022163 | CTOOLS | A | Test1812 | 1856 | C | NOS.
HACKSAW 12" HI-TENSION | I022164 | CTOOLS | A | Test1813 | 1857 | C | NOS.
ACE HOBBY HACKSAW | I022165 | CTOOLS | A | Test1814 | 1858 | C | NOS.
MEASURING WHEEL 4" | I022166 | CTOOLS | A | Test1815 | 1859 | C | NOS.
COMBINATION PLIERS 61N. (152.4MM) TPR GRIP | I022167 | CTOOLS | A | Test1816 | 1860 | C | NOS.
DELL 24" P2414H WIDE LED MONITOR (SL090) | I022168 | SLPTPCMPT | A | Test1817 | 1861 | C | NOS.
HEX KEY SET | I022169 | CTOOLS | A | Test1818 | 1862 | C | NOS.
PUNCH CENTER #77 GENERAL | I022170 | CTOOLS | A | Test1819 | 1863 | C | NOS.
PLIER 8" CABLE CUTTER | I022171 | CTOOLS | A | Test1820 | 1864 | C | NOS.
PLIER LONG NOSE 6" | I022172 | CTOOLS | A | Test1821 | 1865 | C | NOS.
PLASTIC CUTTING PLIER 6" | I022173 | CTOOLS | A | Test1822 | 1866 | C | NOS.
PLIER 5" VISE GRIP JR | I022174 | CTOOLS | A | Test1823 | 1867 | C | NOS.
PLIER PUMP/GROOVE 9.5" | I022175 | CTOOLS | A | Test1824 | 1868 | C | NOS.
TAPE MEASURE 16FT (SM) SINGLE STOP RUBBER GRIP ACE | I022176 | CTOOLS | A | Test1825 | 1869 | C | NOS.
20W LED FLOOD LIGHT PORTABLE | I022177 | CPWR SYSTEM | A | Test1826 | 1870 | C | NOS.
SUN-CMU-2U:CABLE MANAGEMENT | I022178 | OCRITICAL-ITEMS | A | Test1827 | 1871 | C | NOS.
CAT6 RJ45 PLUG 8PIN CONNECTOR | I022179 | OINSTMAT | A | Test1828 | 1872 | C | NOS.
BOOT PLUGS CAT6 (BLACK) | I022180 | OCRITICAL-ITEMS | A | Test1829 | 1873 | C | NOS.
FG-300:6XGE RJ45 PORTS,4XGE SFP SLOTS,SPU NP6 & CP8 HW ACCEL | I022184 | SSRVRACS | A | Test1830 | 1874 | C | NOS.
APPLICATION FORM FOR PACKAGE CHANGE | I022186 | OSTNMAT | A | Test1831 | 1875 | C | NOS.
TONER CARTRIDGE HP 305A CE410A BLACK | I022197 | OSTNMAT | A | Test1832 | 1876 | C | NOS.
TONER CARTRIDGE HP 305A CE411A CYAN | I022198 | OSTNMAT | A | Test1833 | 1877 | C | NOS.
TONER CARTRIDGE HP 305A CE412A YELLOW | I022199 | OSTNMAT | A | Test1834 | 1878 | C | NOS.
TONER CARTRIDGE HP 305A CE413A MAGENTA | I022200 | OSTNMAT | A | Test1835 | 1879 | C | NOS.
WIRELESS BARDCODE SCANNER | I022202 | CMISC | A | Test1836 | 1880 | C | NOS.
CONDUITE PIPE 20MM HARD | I022205 | CINSTMAT | A | Test1837 | 1881 | C | NOS.
CONDUITE PIPE 25MM | I022206 | CINSTMAT | A | Test1838 | 1882 | C | NOS.
CONDUITE 20MM JOINT | I022207 | CINSTMAT | A | Test1839 | 1883 | C | NOS.
CONDUITE 25MM JOINT | I022208 | CINSTMAT | A | Test1840 | 1884 | C | NOS.
ROOFING SHEET 8FT | I022212 | CSITEMAINT | A | Test1841 | 1885 | C | NOS.
GI PIPE 1 1/2" 2MM | I022213 | CSITEMAINT | A | Test1842 | 1886 | C | NOS.
FASCIA GUTTER 8FT | I022214 | CSITEMAINT | A | Test1843 | 1887 | C | NOS.
RIDGE CAP 8FT | I022215 | CSITEMAINT | A | Test1844 | 1888 | C | NOS.
APPLICATION FORM FOR OWNER SHIP CHANGE | I022216 | OSTNMAT | A | Test1845 | 1889 | C | NOS.
ZINC ANODE. P/N:838929-8 | I022230 | OENGSPARES | A | Test1846 | 1890 | C | NOS.
GASKET P/N:866688-5 | I022231 | OENGSPARES | A | Test1847 | 1891 | C | NOS.
ZRC COLD GALVANIZING COMPOUND / SPRAY | I022232 | CINSTMAT | A | Test1848 | 1892 | C | NOS.
ZRC 221 COLD GALVANIZING COMPOUND / 1 GALLON CAN | I022233 | CINSTMAT | A | Test1849 | 1893 | C | NOS.
ZRC GALVILITE - GALVANIZING REPAIR / 1 GALLON | I022234 | CINSTMAT | A | Test1850 | 1894 | C | NOS.
SIKAGROUT 214 25KG | I022236 | CINSTMAT | A | Test1851 | 1895 | C | Bag
NATURAL ANODISED 6063-TS ROUND TUBE 76.2MMX4.76MMX3MTR | I022237 | CANTMAST | A | Test1852 | 1896 | C | NOS.
TONER CARTRIDGE DELL 113X SERIES | I022238 | OSTNMAT | A | Test1853 | 1897 | C | NOS.
SERVICE MEMO BOOKLET | I022240 | OSTNMAT | A | Test1854 | 1898 | C | NOS.
APC BATTERY BACKUPS 625VA BX625CI-MS (SL082) | I022241 | SSRVRACS | A | Test1855 | 1899 | C | NOS.
SUN-OCC-96SMC-B OUTDOOR CROSS CONNECT CABINET (SL089) | I022243 | SSRVRKS | A | Test1856 | 1900 | C | NOS.
SL9S00XPIC01:ISV3 XPIC KIT(PER IF) | I022245 | CMOBSWEQ | A | Test1857 | 1901 | C | NOS.
ODU(XMC-2H-7G)MW OD UNIT RTN XMC 7G 2H 161MHZ SUB BAND A LOW | I022246 | CMOBSWEQ | A | Test1858 | 1902 | C | NOS.
ODU(XMC-2H-7G)MW OD UNIT RTN XMC 7G 2H 161MHZ SUB BAND A HIG | I022247 | CMOBSWEQ | A | Test1859 | 1903 | C | NOS.
ODU(XMC-2H-7G)MW OD UNIT RTN XMC 7G 2H 161MHZ SUB BAND B LOW | I022248 | CMOBSWEQ | A | Test1860 | 1904 | C | NOS.
ODU(XMC-2H-7G)MW OD UNIT RTN XMC 7G 2H 161MHZ SUB BAND B HIG | I022249 | CMOBSWEQ | A | Test1861 | 1905 | C | NOS.
VHLPX6-7W-3WH/B-MW ANT A07D18HS-7&8G-1.8M HP DUAL SEPARATE M | I022252 | CMOBSWEQ | A | Test1862 | 1906 | C | NOS.
HPX8-71W-R1A MW ANT A07D24HS-7&8G-2.4M HP DUAL SEPARATE MOUN | I022253 | CMOBSWEQ | A | Test1863 | 1907 | C | NOS.
VHLP4-7W-HW1B-MW ANT A07S12HAC-7&8G-1200MM HP SINGLE DIREC | I022254 | CMOBSWEQ | A | Test1864 | 1908 | C | NOS.
16E 1DDF UNIT | I022255 | CMOBSWEQ | A | Test1865 | 1909 | C | NOS.
C16E1A000:TRUNK CABLE 1.5M,75OHM,16E1 ANEA 96F | I022256 | CMOBSWEQ | A | Test1866 | 1910 | C | NOS.
SLCC0016E101:SIGNAL CABLE 16E1 TRANSIT CABLE 75OHM 1.5M ANEA | I022257 | CMOBSWEQ | A | Test1867 | 1911 | C | NOS.
COUNTER DESK | I022259 | CFURNITURE | A | Test1868 | 1912 | C | NOS.
HIGH CABINET | I022260 | CFURNITURE | A | Test1869 | 1913 | C | NOS.
LOW CABINET | I022261 | CFURNITURE | A | Test1870 | 1914 | C | NOS.
CARPET | I022263 | OSITEMAINT | A | Test1871 | 1915 | C | ft
90-BEND 15/200 INTERIOR 716075 | I022264 | OCAPSTK | A | Test1872 | 1916 | C | Pcs
90-BEND 15/200 EXTERIOR 716187 | I022265 | CCAPSTK | A | Test1873 | 1917 | C | pcs
CNT 400 CABLE | I022266 | OINSTMAT | A | Test1874 | 1918 | C | NOS.
18V PERCUSSION DRILL LI-ION | I022274 | CTOOLS | A | Test1875 | 1919 | C | NOS.
DATA CABINET 6U, 600 X 550 X 370 (SL089) | I022276 | SSRVRKS | A | Test1876 | 1920 | C | NOS.
DATA CABINET 42U, 600 X 800 X 2000 (SL089) | I022277 | SSRVRKS | A | Test1877 | 1921 | C | NOS.
6 CORE SM AMOURED FIBER CABLE (JELLY FILLED) | I022282 | COPFIBRNTWK | A | Test1878 | 1922 | C | Mtr
TOUCHNET KIT PACK(4G) | I022283 | POSG32 | A | Test1879 | 1923 | C | NOS.
TOUCHNET USER GUIDE(4G) | I022284 | POSG03 | A | Test1880 | 1924 | C | NOS.
TELEMATRIX 9600MWD5 CORDLESS DECT INTL,1 LINE (BK) | I022311 | STELEEQ | A | Test1881 | 1925 | C | NOS.
WALLMOUNT CABINET 6U 600*450*370 (SL091) | I022312 | SSRVRKS | A | Test1882 | 1926 | C | NOS.
AAX-4100:SINGLE LINE ANALOG PHONE | I022313 | OTELEEQ | A | Test1883 | 1927 | C | NOS.
AD624C-HEWLETT PACKARD HP M5314C FC I/O-B MODULE | I022327 | OSRVRACS | A | Test1884 | 1928 | C | NOS.
ZNID-GPON-2427A-UK GPON ONT,INDOOR,2POTS,4 GE,RF,WIFI(SL089) | I022328 | SOPFIBRNTWK | A | Test1885 | 1929 | C | NOS.
ZNID-GPON-2403A-UK INDOOR GPON ONT,2XGE,1XRF VIDEO (SL089) | I022329 | SOPFIBRNTWK | A | Test1886 | 1930 | C | NOS.
MXK-198 MXK 1U, 8-PORT GPON, 8 FE/GE, -48VDC (REQUIR)(SL089) | I022330 | SOPFIBRNTWK | A | Test1887 | 1931 | C | NOS.
XP-AC-SUPPLY AC PWR SUP,90-264 VAC,48VDC,150W(SL089) | I022331 | SOPFIBRNTWK | A | Test1888 | 1932 | C | NOS.
MXK-GPON-SFP-B+RSSI MXK GPON SFP B+ OPTICS, SUPP DIGI(SL089 | I022332 | SOPFIBRNTWK | A | Test1889 | 1933 | C | NOS.
ZPON-JMPR-SC/APC-SC/UPC-SM PON FBR JMPER CABLE W/ SC/(SL089) | I022333 | SOPFIBRNTWK | A | Test1890 | 1934 | C | NOS.
ZPON-SPLT-CHASSIS-4U-12LGX PON SPLITTERS/WDM COMBINE(SL089) | I022334 | SOPFIBRNTWK | A | Test1891 | 1935 | C | NOS.
ZPON-WDM-2XSC/APC-1LGX TRI-WAVE DOUBLE WDM COMBINE (SL089) | I022335 | SOPFIBRNTWK | A | Test1892 | 1936 | C | NOS.
ZPON-SPLT-1X8-SC/APC-1LGX PON SPLITTERS 1X8 SC/APC CON(SL089 | I022336 | SOPFIBRNTWK | A | Test1893 | 1937 | C | NOS.
ZPON-SPLT-1X16-SC/APC-2LGX PON SPLITTERS 1X16 SC/APC(SL089) | I022337 | SOPFIBRNTWK | A | Test1894 | 1938 | C | NOS.
SUN-CATV-T15D02-AC- CATV OPTICAL TRANSMITTER (SL089) | I022338 | SOPFIBRNTWK | A | Test1895 | 1939 | C | NOS.
C71CFN0U:SAFETY HARNESS SIZE 0 | I022339 | CANTMAST | A | Test1896 | 1940 | C | NOS.
R77W200:ROPE 10.5MMX200M | I022340 | CANTMAST | A | Test1897 | 1941 | C | NOS.
A10VWA:HELMET | I022341 | CANTMAST | A | Test1898 | 1942 | C | NOS.
EAP717(SL089) | I022348 | SOPFIBRNTWK | A | Test1899 | 1943 | C | NOS.
CMKT (CEILING MOUNTING KIT)(SL089) | I022349 | SOPFIBRNTWK | A | Test1900 | 1944 | C | NOS.
POE30G (POE INJECTOR))SL089) | I022350 | SOPFIBRNTWK | A | Test1901 | 1945 | C | NOS.
OWL530-PSE(SL089) | I022351 | SOPFIBRNTWK | A | Test1902 | 1946 | C | NOS.
ANT-OD242508M(SL089) | I022352 | SOPFIBRNTWK | A | Test1903 | 1947 | C | NOS.
LUB OIL 15W/40 205L | I022354 | OMISC | A | Test1904 | 1948 | C | NOS.
50004451:QUAD CIM(SL089) | I022355 | SPABXSPR | A | Test1905 | 1949 | C | NOS.
50005084:MXE AC POWER SUPPLY(SL089) | I022356 | SPABXSPR | A | Test1906 | 1950 | C | NOS.
50005105:ASU II(SL089) | I022357 | SPABXSPR | A | Test1907 | 1951 | C | NOS.
50006269:3300 MXE III CONTROLLER(SL089) | I022358 | SPABXSPR | A | Test1908 | 1952 | C | NOS.
50006431:MXE III RAID SUB-SYSTEM(SL089) | I022359 | SPABXSPR | A | Test1909 | 1953 | C | NOS.
50006489:3300 160G SATA HDD 2 PACK(CNTR-SERVER) (SL089) | I022360 | SPABXSPR | A | Test1910 | 1954 | C | NOS.
52002581:3300 MXE III EXPANSION KIT(SL089) | I022361 | SPABXSPR | A | Test1911 | 1955 | C | NOS.
50005847:5312 IP PHONE(SL089) | I022362 | SPABXSPR | A | Test1912 | 1956 | C | NOS.
50005991:5360 IP PHONE(SL089) | I022363 | SPABXSPR | A | Test1913 | 1957 | C | NOS.
51004990:PWR CRD C7 2.5A 250V-EURO PLUG(SL089) | I022364 | SPABXSPR | A | Test1914 | 1958 | C | NOS.
51015131:48VDC ETHNT PWR ADPT 100-240V 802.3AF(SL089) | I022365 | SPABXSPR | A | Test1915 | 1959 | C | NOS.
DELL NETWORKING N3024, L3 ,24X1GBE(SL089) | I022367 | SSRVRACS | A | Test1916 | 1960 | C | NOS.
DELL POWER CONNECT 3548P(SL089) | I022368 | SSRVRACS | A | Test1917 | 1961 | C | NOS.
DELL POWER CONNECT 3524P(SL089) | I022369 | SSRVRACS | A | Test1918 | 1962 | C | NOS.
DELL-SFP(MINI-GBIC)TRANSCEIVR MODUL–1000BASE-LX–LC SM(SL089) | I022370 | SSRVRACS | A | Test1919 | 1963 | C | NOS.
12 PORT FULLY LOADED FIBER OPTIC PATCH PANEL(SL089) | I022378 | SOPFIBRNTWK | A | Test1920 | 1964 | C | NOS.
48PORT FIBER OPTC PATCH PANEL/SLEEVE & APC SIMPLEX ADP(SL089 | I022379 | SOPFIBRNTWK | A | Test1921 | 1965 | C | NOS.
C6880-X: CISCO CATALYST 6880-X-CHASSIS (XL TABLES) | I022380 | CSRVRACS | A | Test1922 | 1966 | C | NOS.
CON-SNT-C6880XCA: SMARTNET 8X5XNBD CISCO CATALYST 6880 | I022381 | CSRVRACS | A | Test1923 | 1967 | C | NOS.
S68XAEK9N-15102SY: CISCO CAT6880-X IOS ADV ENT SERVICES NPE | I022382 | CSRVRACS | A | Test1924 | 1968 | C | NOS.
C6800-CAMPUS-CORE: CATALYST 6800 CAMPUS CORE DEPLOYMENT | I022383 | CSRVRACS | A | Test1925 | 1969 | C | NOS.
C6880-X-FAN: CISCO CATALYST 6880-X FAN TRAY | I022384 | CSRVRACS | A | Test1926 | 1970 | C | NOS.
C6880-X-NEBS-PAK: MANDATORY AIR DAM SET FOR 6880-X | I022385 | CSRVRACS | A | Test1927 | 1971 | C | NOS.
CAB-USBA-USBB: CONSOLE CABLE 7FT WITH USBA AND USBB | I022386 | CSRVRACS | A | Test1928 | 1972 | C | NOS.
C6880-X-CVR-E: CATALYST 6880-X PORT CARD ENHANCED SLOT COVER | I022387 | CSRVRACS | A | Test1929 | 1973 | C | NOS.
C6880-X-16P10G: CISCO CATALYST 6880-X MULTI RATE PORT CARD | I022388 | CSRVRACS | A | Test1930 | 1974 | C | NOS.
C6880-X-3KW-AC: CISCO CATALYST 6880-X 3KW AC POWER SUPPLY | I022389 | CSRVRACS | A | Test1931 | 1975 | C | NOS.
CAB-AC-2500W-INT: POWER CORD 250VAC 16A INTL | I022390 | CSRVRACS | A | Test1932 | 1976 | C | NOS.
XFP-10GER-192IR+=CISCO MULTIRATE 10GBASE-ER AND OC-192/STM-6 | I022391 | CSRVRACS | A | Test1933 | 1977 | C | NOS.
XFP10GLR-192SR-L=LOW POWER MULTIRATE XFP SUPPORTING 10GBASE | I022392 | CSRVRACS | A | Test1934 | 1978 | C | NOS.
7600-ES+20G3C=7600 ES+ LINE CARD 20XGE SFP WITH DFC 3C | I022393 | CSRVRACS | A | Test1935 | 1979 | C | NOS.
CON-SNT-ES20G3:SMARTNET 8X5XNBD 20XGE SFP -DFC 3C | I022394 | CSRVRACS | A | Test1936 | 1980 | C | NOS.
EAP717 (SL094) | I022396 | SINSTMAT | A | Test1937 | 1981 | C | NOS.
ADC KRONE INSERTION TOOL P/N:6417-2-055-01 | I022402 | OTOOLS | A | Test1938 | 1982 | C | NOS.
SUN-EDFA-1P30-AC ERBIUM-DOPED FIBER AMPLIFIER (SL089) | I022403 | SOPFIBRNTWK | A | Test1939 | 1983 | C | NOS.
EMERGENCY ANALOGUE TELEPHONE OUTDOOR | I022404 | STELEEQ | A | Test1940 | 1984 | C | NOS.
TOUCHNET PP CONNECTION KIT(4G) | I022405 | POSG32 | A | Test1941 | 1985 | A | NOS.
3EH08088AB:RCE MODULE LINK KIT 1(SL094) | I022406 | SPABXSPR | A | Test1942 | 1986 | C | NOS.
3EH73005AD:DIGITAL INTERFACES UAI4 BOARD(SL094) | I022407 | SPABXSPR | A | Test1943 | 1987 | C | NOS.
3EH73092AC:ANALOG INTERFACES SLI8-2 BOARD(SL094) | I022408 | SPABXSPR | A | Test1944 | 1988 | C | NOS.
3EH73092AD:ANALOG INTERFACES SLI4-2 BOARD(SL094) | I022409 | SPABXSPR | A | Test1945 | 1989 | C | NOS.
3EH75001AB:MR3 MOUNTING KIT(SL094) | I022410 | SPABXSPR | A | Test1946 | 1990 | C | NOS.
3EH75010AA:MR2 MOUNTING KIT(SL094) | I022411 | SPABXSPR | A | Test1947 | 1991 | C | NOS.
3EH76034AA:BLIND SLOT STIFFENER(SL094) | I022412 | SPABXSPR | A | Test1948 | 1992 | C | NOS.
3EH08611AA:OMNIPCX OFFICE RCE LARGE - 220V(SL094) | I022413 | SPABXSPR | A | Test1949 | 1993 | C | NOS.
3BA00776BC: ESSENTIALPG ANALOG SLI16-2 BOARD(SL094) | I022414 | SPABXSPR | A | Test1950 | 1994 | C | NOS.
3EH03330AA:SWL 1 IP TRUNK STARTED R8(SL094) | I022415 | SPABXSPR | A | Test1951 | 1995 | C | NOS.
3GV27010TB:4029 DIGITAL PHONE UGREY INT(SL094) | I022418 | SPABXSPR | A | Test1952 | 1996 | C | NOS.
3GV27015AB:V24/CTI INTERFACE MODULE(SL094) | I022419 | SPABXSPR | A | Test1953 | 1997 | C | NOS.
3EH07463AF:AIS RCE LARGE R10(SL094) | I022420 | SPABXSPR | A | Test1954 | 1998 | C | NOS.
3EH07470AA:EXPANSION MODULE RACK 2(SL094) | I022421 | spABXSPR | A | Test1955 | 1999 | C | NOS.
VG5-7028-C1PC4: G5 7000 IP 28X DN INCEIL CLEAR PAL(SL094) | I022422 | SSURVLNCE | A | Test1956 | 2000 | C | NOS.
VG4-A-PSU2@3: 230VAC 100W NEMA PSU WHITE(SL094) | I022423 | SSURVLNCE | A | Test1957 | 2001 | C | NOS.
NII-40012-V3: INFRARED IP DOME 720P(SL094) | I022424 | SSURVLNCE | A | Test1958 | 2002 | C | NOS.
DIP-7083-8HD: DIVAR IP 7000 2U 8X3TB(SL094) | I022425 | SSURVLNCE | A | Test1959 | 2003 | C | NOS.
A0006-002-001-001-001-1: INNGATE 3.10 E250-FIREWALL(SL089) | I022426 | SMODROUT | A | Test1960 | 2004 | C | NOS.
A0006-015-001-001-001-1:ADVANCED QOS MODULE(E-SERIES)(SL089) | I022427 | SMODROUT | A | Test1961 | 2005 | C | NOS.
A0006-011-001-001-001-1:PROPERTY MNGMNT SYS, BILLING(SL089) | I022428 | SMODROUT | A | Test1962 | 2006 | C | NOS.
TDJ-809017/182018DE-65P:DUAL BAND ANTENNA | I022440 | CACNSPR | A | Test1963 | 2007 | C | NOS.
TTB-809016/182017/182017DE-65P:TRI BAND ANTENNA | I022441 | CANTMAST | A | Test1964 | 2008 | C | NOS.
TOWER BASE | I022442 | CANTMAST | A | Test1965 | 2009 | C | NOS.
TDJH-182018DE-65F:SINGLE BAND ANTENNA | I022443 | CANTMAST | A | Test1966 | 2010 | C | NOS.
ALUMINUM PIPE 38.1X6MM, 6M LENGTH | I022452 | CANTMAST | A | Test1967 | 2011 | C | NOS.
3M AMALGAMATING TAPE SCOTCH 130C | I022453 | CINSTMAT | A | Test1968 | 2012 | C | NOS.
CABLE TIE 14" | I022457 | CINSTMAT | A | Test1969 | 2013 | C | NOS.
FUJITSU SCANSNAP S1300I | I022458 | CMISC | A | Test1970 | 2014 | C | NOS.
MONITOR 23.8" | I022463 | CLPTPCMPT | A | Test1971 | 2015 | C | NOS.
PRINTER/PHOTOCOPIER | I022464 | CMISC | A | Test1972 | 2016 | C | NOS.
COFFEE MACHINE | I022465 | CMISC | A | Test1973 | 2017 | C | NOS.
DESKTOP COMPUTER | I022466 | CLPTPCMPT | A | Test1974 | 2018 | C | NOS.
ALUMINIUM SHEET 2.0MM | I022467 | CSITEMAINT | A | Test1975 | 2019 | C | NOS.
TOOL BAG 22" | I022473 | CTOOLS | A | Test1976 | 2020 | C | NOS.
ROTARY HAMMER 3-28 DRE | I022474 | CTOOLS | A | Test1977 | 2021 | C | NOS.
BOILER SUIT DARK BLUE (L) | I022475 | CTOOLS | A | Test1978 | 2022 | C | NOS.
BOILER SUIT WHITE (M) | I022476 | CTOOLS | A | Test1979 | 2023 | C | NOS.
BOILER SUIT WHITE (S) | I022477 | CTOOLS | A | Test1980 | 2024 | C | NOS.
BOILER SUIT WHITE (XL) | I022478 | CTOOLS | A | Test1981 | 2025 | C | NOS.
BONDHUS 69699 COLOUR 9PC5 BP L-WR SET | I022479 | CTOOLS | A | Test1982 | 2026 | C | NOS.
HAND SAW 20" | I022480 | CTOOLS | A | Test1983 | 2027 | C | NOS.
PAINT BRUSH 1½ | I022481 | CTOOLS | A | Test1984 | 2028 | C | NOS.
POLYACRYLIC MINI ROLLER SLEEVE 4" | I022482 | CTOOLS | A | Test1985 | 2029 | C | NOS.
MAGNETIC ALUMINIUM LEVEL 12" | I022483 | CTOOLS | A | Test1986 | 2030 | C | NOS.
M10 335/7 INSULATED DRIVER 7PCS SET | I022484 | CTOOLS | A | Test1987 | 2031 | C | NOS.
WRENCH COMBINATION 17MM | I022485 | CTOOLS | A | Test1988 | 2032 | C | NOS.
M10 COMBINATION WRENCH M/FINISH 19MM | I022486 | CTOOLS | A | Test1989 | 2033 | C | NOS.
MI0 GEAR RATCHET LONG COMB WRENCH 10MM | I022487 | CTOOLS | A | Test1990 | 2034 | C | NOS.
M10 PCS-150 CABLE SHEAR 150MM | I022488 | CTOOLS | A | Test1991 | 2035 | C | NOS.
MI0 SOFT HANDLE SCREWDRIVER (+) 2X200MM | I022490 | CTOOLS | A | Test1992 | 2036 | C | NOS.
SDS PLUS DRILL BIT SET 5PCS | I022491 | CTOOLS | A | Test1993 | 2037 | C | NOS.
SDS PLUS DRILL BIT 10 MM X 300 MM | I022492 | CTOOLS | A | Test1994 | 2038 | C | NOS.
SEALANT APPLICATOR CNV-100 | I022493 | CTOOLS | A | Test1995 | 2039 | C | NOS.
SLANT-100 ANGLE METERS | I022494 | CTOOLS | A | Test1996 | 2040 | C | NOS.
TOP DOUBLE RATCHET SCAFFOLD WRENCH RM-10X13MM | I022495 | CTOOLS | A | Test1997 | 2041 | C | NOS.
TOP DOUBLE RATCHET SCAFFOLD WRENCH RM-13X17MM | I022496 | CTOOLS | A | Test1998 | 2042 | C | NOS.
PRECISION AIR CONDITIONER | I022500 | CACNSPR | A | Test1999 | 2043 | C | NOS.
PATCH CORD ETHERNET CAT6 2MTR | I022506 | SINSTMAT | A | Test2000 | 2044 | C | NOS.
PATCH CORD ETHERNET CAT6 1MTR | I022507 | SINSTMAT | A | Test2001 | 2045 | C | NOS.
HOSE CLIP 11-16MM(3/8') | I022508 | CINSTMAT | A | Test2002 | 2046 | C | NOS.
AIRMUX-400/IDUE/2GBE:INDOOR UNIT WITH REDUNDANT DC POWER SUP | I022511 | CTRNACCEQ | A | Test2003 | 2047 | C | NOS.
CBL:-AIRMUX-UTP/75:ASSEMBLED CABLE FOR CONNEC. BETWN IDU 75M | I022512 | CTRNACCEQ | A | Test2004 | 2048 | C | NOS.
APC SUA2200RMI2U SMART-UPS 2200VA, 2U RACK-MOUT (SL078) | I022514 | SSRVRACS | A | Test2005 | 2049 | C | NOS.
1 GANG TV SOCKET RADIANCE (SL089) | I022519 | SINSTMAT | A | Test2006 | 2050 | C | NOS.
COMMUNICATION INTERFACE CARD + MIB FILE | I022520 | CACNSPR | A | Test2007 | 2051 | C | nos.
BOILER SUIT WHITE (L) | I022523 | CMISC | A | Test2008 | 2052 | C | NOS.
VB-400/ODU/F3XF/100M/INT:ODU WITH INTEGRATED ANTENNA M.FREQ | I022524 | CMOBSWEQ | A | Test2009 | 2053 | C | NOS.
VB-400/IDUE/2GBE:MADE INDOOR UNIT WITH REDUNDANT DC POWER | I022525 | CMOBSWEQ | A | Test2010 | 2054 | C | NOS.
CBL-VB/50:ASSEMBLED CABLE FOR CONNECT BETWEEN IDU & ODU 50M | I022526 | CMOBSWEQ | A | Test2011 | 2055 | C | NOS.
CBL-VB/75:ASSEMBLED CABLE FOR CONNECT BETWEEN IDU & ODU 75M | I022527 | CMOBSWEQ | A | Test2012 | 2056 | C | NOS.
VB-400-LIGHTNING-PROTECTION-KIT:KIT OF 10 OUTDOOR LIGHTNING | I022528 | CLGTSPSP | A | Test2013 | 2057 | C | NOS.
PRUNING SHEAR | I022529 | CTOOLS | A | Test2014 | 2058 | C | NOS.
SCREW DRIVER BIT46PCS SET 019504 | I022534 | CTOOLS | A | Test2015 | 2059 | C | NOS.
TREADED ROD (10MM X 250MM) COMPLETE WITH NUT X 4 NOS | I022537 | CANTMAST | A | Test2016 | 2060 | C | NOS.
ANTENNA MOUNT | I022538 | CANTMAST | A | Test2017 | 2061 | C | NOS.
J-BOLT 8” | I022539 | CANTMAST | A | Test2018 | 2062 | C | NOS.
J-BOLT 10” | I022540 | CANTMAST | A | Test2019 | 2063 | C | NOS.
BRACKET LG | I022542 | CANTMAST | A | Test2020 | 2064 | C | NOS.
BRACKET ST | I022543 | CANTMAST | A | Test2021 | 2065 | C | NOS.
GALVANIZE STUD WITH NUT & WASHER 12MM X 200 | I022544 | CANTMAST | A | Test2022 | 2066 | C | NOS.
GALVANIZE STUD WITH NUT & WASHER 10MM X 200 | I022545 | CANTMAST | A | Test2023 | 2067 | C | NOS.
PS-2200: UMTS DIGITAL ICS REPEATER 70DBI UL:13DBM/DL:10DBM | I022546 | CMOBSWEQ | A | Test2024 | 2068 | C | NOS.
HIGH BACK CHAIR | I022553 | CFURNITURE | A | Test2025 | 2069 | C | NOS.
LOW BACK CHAIR | I022554 | CFURNITURE | A | Test2026 | 2070 | C | NOS.
DELL POWER CONNECT 3548P SWITCH (SL094) | I022555 | SMODROUT | A | Test2027 | 2071 | C | NOS.
VR2600ZISAME:PROMISE VESS R2000 SERIES 16-BAY 3U ISCSI 1G/6G | I022562 | CSRVRACS | A | Test2028 | 2072 | C | NOS.
MOBILE HANDSET NOKIA 105 | I022564 | OMOBHSET | A | Test2029 | 2073 | C | NOS.
3EH04027AA: POWERCPU EE(MS017) | I022567 | SPABXSPR | A | Test2030 | 2074 | C | NOS.
ADSL2+ 4PORT WIRELESS ROUTER HG531 | I022568 | POSG06 | A | Test2031 | 2075 | C | NOS.
ASA5525-FPWR-BUN : CISCO ASA 5525 | I022575 | CMOBSWEQ | A | Test2032 | 2076 | C | NOS.
MAKITA CUTTING DISC METAL 12" | I022576 | CTOOLS | A | Test2033 | 2077 | C | NOS.
CUTTING WHEEL 3MMX14" | I022577 | CTOOLS | A | Test2034 | 2078 | C | NOS.
SS NUT 10MM | I022578 | CINSTMAT | A | Test2035 | 2079 | C | NOS.
THREAD ROD SS 10MMX2MTR | I022579 | CINSTMAT | A | Test2036 | 2080 | C | NOS.
WASHER SS 10MM | I022580 | CINSTMAT | A | Test2037 | 2081 | C | NOS.
4G MODEM KIT | I022582 | POSG02 | A | Test2038 | 2082 | A | NOS.
6 CORE SM NON AMOURED FIBER CABLE (JELLY FILLED) | I022584 | OLINPLNT | A | Test2039 | 2083 | C | Mtr
DELL POWER CONNECT 3548P SWITCH (MS017) | I022587 | SOPFIBRNTWK | A | Test2040 | 2084 | C | NOS.
FIBER 1X32SPLITTER APC (SL089) | I022588 | SOPFIBRNTWK | A | Test2041 | 2085 | C | NOS.
LED TV 55"(MS018) | I022589 | SDISPDVCS | A | Test2042 | 2086 | C | NOS.
CABLE LADDER KHZP-200 6M WHITE P/N:718592 | I022590 | CANTMAST | A | Test2043 | 2087 | C | NOS.
CABLE BOOT FOR 7/8" CABLE FTP4-1X1 | I022591 | CANTMAST | A | Test2044 | 2088 | C | NOS.
AUTO ELCB RESETTING DEVICE (MOELLER MODEL: Z-FW-LP | I022595 | CPWR SYSTEM | A | Test2045 | 2089 | C | NOS.
RCCB 4 POLE 63AMPS 100MA (MOELLER MODEL: PFIM-4P RCD) | I022596 | CPWR SYSTEM | A | Test2046 | 2090 | C | NOS.
FIBER PATCH CORD SC/APC (SL089) | I022597 | SOPFIBRNTWK | A | Test2047 | 2091 | C | NOS.
AIR CONDITIONER 12K BTU INVERTER | I022599 | CACNSPR | A | Test2048 | 2092 | C | NOS.
3BA23275AB: ARMADA DAUGHTER BOARD (SL095) | I022601 | SPABXSPR | A | Test2049 | 2093 | C | NOS.
3EH73005AC:REFLEXES™ INTERFACES BOARD-8 UA INTERFACES(SL095) | I022602 | SPABXSPR | A | Test2050 | 2094 | C | NOS.
3EH73092AB: ANALOG INTFC BOARD SLI16-2:16 ANALOG INTFC(SL095 | I022603 | SPABXSPR | A | Test2051 | 2095 | C | NOS.
3BA03215AA: GENERIC POWER CORD(SL095) | I022604 | SPABXSPR | A | Test2052 | 2096 | C | NOS.
3EH75001AB: MOUNTING KIT FOR RACK 3(SL095) | I022605 | SPABXSPR | A | Test2053 | 2097 | C | NOS.
3BA23275AB: BLIND SLOT STIFFNER (X1) (SL095) | I022606 | SPABXSPR | A | Test2054 | 2098 | C | NOS.
3MG27104WW: 8039 PREMIUM DESKPHONE INT(SL095) | I022607 | SPABXSPR | A | Test2055 | 2099 | C | NOS.
3BA00751AA: IP MEDIA GATEWAY CABINETS (MR3),230V PS(SL095) | I022608 | SPABXSPR | A | Test2056 | 2100 | C | NOS.
RIGGER POLE SETS ( 1 SET INCLUDE 1X 6METRE & 1X3METRE) | I022613 | CANTMAST | A | Test2057 | 2101 | C | NOS.
PREPAID PLUS KIT PACK | I022630 | POSG32 | A | Test2058 | 2102 | C | NOS.
PREPAID PLUS USER GUIDE | I022631 | POSG32 | A | Test2059 | 2103 | C | NOS.
FTTH DISTRIBUTION BOX 24 PORTS | I022649 | CINSTMAT | A | Test2060 | 2104 | C | NOS.
AIR CONDITIONER 18K BTU | I022650 | CACNSPR | A | Test2061 | 2105 | C | NOS.
FO ID CABLE FTTH 2 CORE FLAT TYPE SM9/125 | I022651 | CINSTMAT | A | Test2062 | 2106 | C | Mtr
14 AWG 2 CORE TRANSPARENT SPEAKER CABLE 100M (SL093 | I022661 | SINSTMAT | A | Test2063 | 2107 | C | nOS.
3EH07471AA: EXPANSION MODULE RACK 3(SL093) | I022662 | SPABXSPR | A | Test2064 | 2108 | C | NOS.
3EH08575AA: ALCATEL-LUCENT OMNIPCX OFFICE RCE LARGE(SL093) | I022663 | SPABXSPR | A | Test2065 | 2109 | C | NOS.
3EH08088AB: MODULE LINK KIT 1 FOR FIRST ADDITIONAL RCE(SL093 | I022664 | SPABXSPR | A | Test2066 | 2110 | C | NOS.
3EH73031AE: APA8 ANALOG TRUNK BOARD FOR 8 TRUNK LINE(SL093) | I022665 | SPABXSPR | A | Test2067 | 2111 | C | NOS.
3EH73061AD: ANALOG MIXED BOARD AMIX4/4/4-1 (SL093) | I022666 | SPABXSPR | A | Test2068 | 2112 | C | NOS.
3EH75001AB: MOUNTING KIT FOR RACK 3(SL093) | I022667 | SPABXSPR | A | Test2069 | 2113 | C | NOS.
3EH76034AA: BLIND SLOT STIFFNER (X1) (SL093) | I022668 | SPABXSPR | A | Test2070 | 2114 | C | NOS.
3BA00775AB: REFLEXES™ INTERFACES BOARD - 8 UA (SL093) | I022669 | SPABXSPR | A | Test2071 | 2115 | C | NOS.
3BA00776BC: ANALOG INTERFACES BOARD SLI16-2 (SL093) | I022670 | SPABXSPR | A | Test2072 | 2116 | C | NOS.
3GV27009TB: ALCATEL-LUCENT 4039 DIGITAL PHONE (SL093) | I022671 | SPABXSPR | A | Test2073 | 2117 | C | NOS.
3GV27011TB: ALCATEL-LUCENT 4019 DIGITAL PHONE URBAN (SL093) | I022672 | SPABXSPR | A | Test2074 | 2118 | C | NOS.
LBB 1990/00: PLENA VOICE ALARM CONTROLLER(SL093) | I022677 | SINSTMAT | A | Test2075 | 2119 | C | NOS.
LBB 1956/00: PLENA 6 ZONE CALL STATION(SL093) | I022678 | SINSTMAT | A | Test2076 | 2120 | C | NOS.
LBC 3090/31: 6 WATT CEILING SPEAKER(SL093) | I022679 | SINSTMAT | A | Test2077 | 2121 | C | NOS.
LBC 3470/00: ECONOMY HORN LSP 15W(SL093) | I022680 | SINSTMAT | A | Test2078 | 2122 | C | NOS.
LBB1938/20:PLENA POW AMPLIFIER 720/480W,EVAC COMPLIANT(SL093 | I022681 | SINSTMAT | A | Test2079 | 2123 | C | NOS.
PLE-SDT: PLENA EASY LINE SD TUNER BGM SOURCE(SL093) | I022682 | SINSTMAT | A | Test2080 | 2124 | C | NOS.
SURT10000RMXLI: SMART-UPS RT 10,000VA RM 230V(SL093) | I022686 | SSRVRACS | A | Test2081 | 2125 | C | NOS.
SURT192RMXLBP: APC SMART-UPS RT 192V RM BATTERY PACK(SL093) | I022687 | SSRVRACS | A | Test2082 | 2126 | C | NOS.
CABLE 3C X 6MM2 CU/PVC/SWA/PVC-FLEXIBLE ARMOURED(POW CBL) | I022688 | CPWRCABLE | A | Test2083 | 2127 | C | Mtr
CABLE 1CX16MM2 CU/PVC G/Y- 450/750V-FLEXIBLE | I022689 | CPWRCABLE | A | Test2084 | 2128 | C | Mtr
CABLE 1C70MM2 CU/PVC G/Y-450/750V-FLEXIBLE | I022690 | CPWRCABLE | A | Test2085 | 2129 | C | Mtr
CABLE 2C X 6MM2 CU/PVC/PVC-300/500V-FLEXIBLE(POW CBL) | I022691 | CPWRCABLE | A | Test2086 | 2130 | C | Mtr
CABLE 2C X 16MM2 CU/PVC/PVC-300/500V-FLEXIBLE(POW CBL) | I022692 | CPWRCABLE | A | Test2087 | 2131 | C | Mtr
CABLE 3C X 2.5MM2 CU/PVC/PVC-300/500V-FLEXIBLE(POW CBL) | I022693 | CPWRCABLE | A | Test2088 | 2132 | C | Mtr
CABLE 3C X 6MM2 CU/PVC/PVC-300/500V-FLEXIBLE(POW CBL) | I022694 | CPWRCABLE | A | Test2089 | 2133 | C | Mtr
CABLE 2C X 16MM2 CU/PVC/SWA/PVC-FLEXIBLE ARMOURED(POW CBL) | I022695 | CPWRCABLE | A | Test2090 | 2134 | C | Mtr
CABLE 4C X 16MM2 CU/PVC/SWA/PVC-FLEXIBLE ARMOURED(POW CBL) | I022696 | CPWRCABLE | A | Test2091 | 2135 | C | Mtr
60106912203P025/20:DPLX PTCHCRD LC/SC 9/125 2.0MM PVC YL 20M | I022700 | COPFIBRNTWK | A | Test2092 | 2136 | C | NOS.
60106312214P025/20:DPLX PATCHCRD LC/SC OM3 2.0MM PVC AQU 20M | I022701 | COPFIBRNTWK | A | Test2093 | 2137 | C | NOS.
60106306214P025/20:DPLX PATCHCRD LC/LC OM3 2.0MM PVC AQU 20M | I022702 | COPFIBRNTWK | A | Test2094 | 2138 | C | NOS.
60106906203P025/20:DPLX PATCHCRD LC/LC 9/125 2MM PVC YLW 20M | I022703 | COPFIBRNTWK | A | Test2095 | 2139 | C | NOS.
60106312214P025/3:DPLX PATCHCRD LC/SC OM3 2.0MM PVC AQUA 3M | I022704 | COPFIBRNTWK | A | Test2096 | 2140 | C | NOS.
60106912203P025/3:DPLX PATCHCRD LC/SC 9/125 2.0MM PVC YLW 3M | I022705 | COPFIBRNTWK | A | Test2097 | 2141 | C | NOS.
60106306214P025/3:DPLX PATCHCRD LC/LC OM3 2.0MM PVC AQUA 3M | I022706 | COPFIBRNTWK | A | Test2098 | 2142 | C | NOS.
60106906203P025/3:DPLX PATCHCRD LC/LC 9/125 2.0MM PVC YLW 3M | I022707 | COPFIBRNTWK | A | Test2099 | 2143 | C | NOS.
60106312214P025/10:DPLX PATCHCRD LC/SC OM3 2MM PVC AQUA 10M | I022708 | COPFIBRNTWK | A | Test2100 | 2144 | C | NOS.
60106912203P025/10:DPLX PATCHCRD LC/SC 9/125 2MM PVC YLW 10M | I022709 | COPFIBRNTWK | A | Test2101 | 2145 | C | NOS.
SSN1AUX:SYSTEM AUXILIARY BOARD | I022710 | CTRNCNEWEQ | A | Test2102 | 2146 | C | NOS.
SSN3EAS201:2PORT 10GIGABIT ETHERNET SWITCHING & PROESS BOARD | I022711 | CTRNCNEWEQ | A | Test2103 | 2147 | C | NOS.
SS-OP-LC-SC-S-15:PATCH CORD LC/PC-SC/PC SM G652-2MM 15M PVC | I022712 | CTRNCNEWEQ | A | Test2104 | 2148 | C | NOS.
GPX147-GRP-72:72 FIBER SPLICE & TERMINATION UNIT | I022713 | CTRNCNEWEQ | A | Test2105 | 2149 | C | NOS.
OP-SC/PC-1:PIGTAIL SC/PC SM G652-3MM 1M YLW | I022714 | CTRNCNEWEQ | A | Test2106 | 2150 | C | NOS.
EADAPSU00:OPTICAL ADAPTER-SC/UPC-SC/UPC BLUE SHELL PLTC SLV | I022715 | CTRNCNEWEQ | A | Test2107 | 2151 | C | NOS.
SSR1EOW04:ENGINEERING ORDER WIRE BOARD | I022716 | CTRNCNEWEQ | A | Test2108 | 2152 | C | NOS.
SSR2AUX:SYSTEM AUXILLARY INTERFACE BOARD | I022717 | CTRNCNEWEQ | A | Test2109 | 2153 | C | NOS.
SSQ5CXLQ115:4XSTM-1 SYSTEM CONTROL CROSS CONNECT OPTICAL IF | I022718 | CTRNCNEWEQ | A | Test2110 | 2154 | C | NOS.
SSN2EGT216:2PORT GIGABIT ETHERNET TRNSPRNT TRANSMISION BOARD | I022719 | CTRNCNEWEQ | A | Test2111 | 2155 | C | NOS.
3EH04027AA: POWERCPU EE | I022722 | SPABXSPR | A | Test2112 | 2156 | C | NOS.
3MG27100WW: 8028 PREMIUM DESKPHONE INT | I022723 | SPABXSPR | A | Test2113 | 2157 | C | NOS.
ANTENNA NETWORK COMBINER 1800 | I022727 | CANTMAST | A | Test2114 | 2158 | C | NOS.
LB1-UW06-FD:6 WATT WALL MOUNT SPEAKER(SL093) | I022729 | SMISC | A | Test2115 | 2159 | C | NOS.
MGBLH1: GIGABIT ETHERNET LH MINI-GBIC SFP TRANSCEIVER | I022733 | SPABXSPR | A | Test2116 | 2160 | C | nos.
LONG- RANGE 2.4 GHZ WIRELESS N300 OUTDOOR ACCESS POINT | I022734 | SMODROUT | A | Test2117 | 2161 | C | NOS.
2.4 GHZ OMNI ANTENNA 8DBI | I022735 | SMODROUT | A | Test2118 | 2162 | C | NOS.
N-TYPE MALE TO SMA FEMALE ADAPTOR | I022736 | SMODROUT | A | Test2119 | 2163 | C | NOS.
HI-BOX ENCLOSURE - DS-PG-015 (200 X 300 X 150 | I022737 | SMODROUT | A | Test2120 | 2164 | C | NOS.
OUTDOOR ENCLOSURE BOX NE-AG-1929 190X290X140 | I022738 | SMODROUT | A | Test2121 | 2165 | C | NOS.
RJ45 CAT6 BOOT PLUGS | I022739 | SMODROUT | A | Test2122 | 2166 | C | NOS.
SG92-24-AS: SG92-24 COMPACT 24-PORT GIGABIT SWITCH | I022740 | SPABXSPR | A | Test2123 | 2167 | C | nos.
BATTERY MAINTENANCE FREE 150AH/ 195AH | I022754 | CMAINTSP | A | Test2124 | 2168 | C | NOS.
SINGLE BAY OUTDOOR CABINET/WO BATTERY | I022755 | CMSANEQACC | A | Test2125 | 2169 | C | NOS.
NOTE 4 N910G LTE 32GB | I022764 | CMOBHSET | A | Test2126 | 2170 | C | nos.
DELL S2240L 22 INCH MONITOR | I022765 | CLPTPCMPT | A | Test2127 | 2171 | C | nos.
VOSTRO 14 5000 SERIES 5480 I5 LAPTOP | I022766 | cLPTPCMPT | A | Test2128 | 2172 | C | nos.
DELL OPTIPLEX 4TH GEN 3020MT DESKTOP SYSTEM | I022767 | CLPTPCMPT | A | Test2129 | 2173 | C | nos.
DELL OPTIPLEX 4TH GEN3020MT | I022768 | CLPTPCMPT | A | Test2130 | 2174 | C | nos.
QUICK RELEASE RATCHET 1/2IN DR 10IN L | I022771 | CTOOLS | A | Test2131 | 2175 | C | nos.
MICROMETER TORQUE WRENCH 1/2DR 40-210 NM | I022772 | cTOOLS | A | Test2132 | 2176 | C | nos.
RATCHETING WRENCH SET METRIC 12PT 16 PCS | I022773 | CTOOLS | A | Test2133 | 2177 | C | nos.
ADJUSTABLE WRENCH 10 IN. CHROME CUSHION | I022774 | cTOOLS | A | Test2134 | 2178 | C | nos.
CRESCENT 170-PIECE MECHANICS TOOL SET | I022775 | cTOOLS | A | Test2135 | 2179 | C | nos.
CABLE CUTTING PLIERS 8" | I022776 | cTOOLS | A | Test2136 | 2180 | C | nos.
FIGURE TIN SNIP 10 IN. YELLOW | I022777 | cTOOLS | A | Test2137 | 2181 | C | nos.
PIPE/TUBE CUTTER RATCHETING 1-1/8 IN CAP | I022778 | cTOOLS | A | Test2138 | 2182 | C | nos.
ENCLOSED FEED TUBE CUTTER 1/4-2 3/8 INA | I022779 | cTOOLS | A | Test2139 | 2183 | C | nos.
QUICK RELEASE HACKSAW ERGO 12 IN | I022780 | cTOOLS | A | Test2140 | 2184 | C | nos.
RATCHET SCREW DRIVER 10-PIECE INTERCHANGEABLE | I022781 | cTOOLS | A | Test2141 | 2185 | C | nos.
POCKET ALUMINIUM LEVEL MAGNETIC | I022782 | CTOOLS | A | Test2142 | 2186 | C | nos.
MAGNETIC I BEAM LEVEL 24” | I022783 | cTOOLS | A | Test2143 | 2187 | C | nos.
SPIRIT LEVEL | I022784 | CTOOLS | A | Test2144 | 2188 | C | nos.
LASER RANGE FINDER / CALLOWAY IQ | I022785 | cTOOLS | A | Test2145 | 2189 | C | nos.
AIR CONDITIONER 12K BTU INVERTER | I022792 | CACNSPR | A | Test2146 | 2190 | C | nos.
AIR CONDITIONER 24K BTU INVERTER | I022793 | CACNSPR | A | Test2147 | 2191 | C | nos.
19” 4U SUBRACK SYSTEM | I022795 | CPWR SYSTEM | A | Test2148 | 2192 | C | nOS.
NARADA BATTERY MPG12V170 | I022797 | cPWR SYSTEM | A | Test2149 | 2193 | C | nOS.
POLE MOUNTED OUTDOOR CABINET | I022798 | CPWR SYSTEM | A | Test2150 | 2194 | C | nOS.
MICRO NODEB WCDMA S2 | I022807 | CMOBSWEQ | A | Test2151 | 2195 | C | NOS.
NODEB WCDMA S3/3/3 | I022808 | CMOBSWEQ | A | Test2152 | 2196 | C | NOS.
RNC EXPANSION | I022809 | CMOBSWEQ | A | Test2153 | 2197 | C | NOS.
4TH SECTOR | I022810 | CMOBSWEQ | A | Test2154 | 2198 | C | NOS.
LAPTOP KEYBOARD | I022824 | OPCACSRS | A | Test2155 | 2199 | C | NOS.
LENOVO X1 CARBON I7 (WITH 256GB SSD) | I022833 | CLPTPCMPT | A | Test2156 | 2200 | C | NOS.
DELL NETWORKING N2048 (SL093) | I022835 | SMODROUT | A | Test2157 | 2201 | C | NOS.
DELL POWER CONNECT 3524 (SL093) | I022836 | SMODROUT | A | Test2158 | 2202 | C | NOS.
DELL NETWORKING N2024,L2,24X GBE+2X10GBE SFP+FIXED PORTS | I022838 | OCRITICAL-ITEMS | A | Test2159 | 2203 | C | NOS.
42U SERVER RACK WIDTH X DEPTH 600X1000MM BLACK(SL095) | I022842 | SSRVRKS | A | Test2160 | 2204 | C | NOS.
OP-108L/BM/B/ETH/SC/13L:FIBER MULTIPLEXER FOR 4E1 AND ETHERN | I022849 | COPFIBRNTWK | A | Test2161 | 2205 | C | NOS.
SC/APC FIBER PATCH CORD (2M) (SL089) | I022851 | SOPFIBRNTWK | A | Test2162 | 2206 | C | NOS.
TNDM0FAN0202:RTN 950 FAN UNIT | I022852 | CMOBSWEQ | A | Test2163 | 2207 | C | NOS.
TNDM000PIU00:POWER INTERFACE BOARD | I022853 | CMOBSWEQ | A | Test2164 | 2208 | C | NOS.
SC/APC FIBER PATCH CORD (1M) SL089 | I022855 | SOPFIBRNTWK | A | Test2165 | 2209 | C | NOS.
PATCH CORD ETHERNET CAT6 0.5MTR GREY | I022856 | OCRITICAL-ITEMS | A | Test2166 | 2210 | C | NOS.
RADOME HYPALON 1.8M WHITE NO FLASH (WITHOUT HARDWARE KIT) | I022857 | CANTMAST | A | Test2167 | 2211 | C | NOS.
RADOME HYPALON 2.4M WHITE NO FLASH (WITHOUT HARDWARE KIT) | I022858 | CANTMAST | A | Test2168 | 2212 | C | NOS.
RADOME HYPALON 3.0M WHITE NO FLASH (WITHOUT HARDWARE KIT) | I022859 | CANTMAST | A | Test2169 | 2213 | C | NOS.
42U SERVER RACK WIDTHXDEPTH600X1000MM BK WT-2041D-42U(MS021 | I022868 | SSRVRKS | A | Test2170 | 2214 | C | NOS.
3BA56007AA:ACT28 SHELF | I022871 | SPABXSPR | A | Test2171 | 2215 | C | NOS.
3BH11404AB:4059 ATTENDANT CONSOLE R5 CD-ROM | I022872 | STELEEQ | A | Test2172 | 2216 | C | NOS.
LA-210/ESHDSL/2W/4ETH/EVPL: DSL MODEM | I022873 | CMODROUT | A | Test2173 | 2217 | C | NOS.
LA-210/ESHDSL/2W/4ETH/EVPL/E1:DSL MODEM | I022874 | CMODROUT | A | Test2174 | 2218 | C | NOS.
LA-210/ESHDSL/2W/4ETH/EVPL/V35:DSL MODEM | I022875 | CMODROUT | A | Test2175 | 2219 | C | NOS.
LA-210/ESHDSL/2W/4ETH/EVPL/X21:DSL MODEM | I022876 | CMODROUT | A | Test2176 | 2220 | C | NOS.
SERVER RACK 9U, DEPTH 540MM/ W600MM | I022877 | SSRVRKS | A | Test2177 | 2221 | C | NOS.
CAT6 24 PORT PATCH PANEL | I022878 | SOPFIBRNTWK | A | Test2178 | 2222 | C | NOS.
DELL NETWORKING N3048P (MS018) | I022879 | SSRVRACS | A | Test2179 | 2223 | C | NOS.
PREPAID PLUS KIT | I022887 | POSG32 | A | Test2180 | 2224 | A | NOS.
290-5036-070:SMA JACK TO N TYPE JACK ADAPTOR | I022888 | CINSTMAT | A | Test2181 | 2225 | C | NOS.
290-5028-070:N JACK TO SMA PLUG ADAPTOR | I022889 | CINSTMAT | A | Test2182 | 2226 | C | NOS.
214-8000-070:SMA J/J ADAPTOR | I022890 | CINSTMAT | A | Test2183 | 2227 | C | NOS.
901-0040-002:RATCHET CRIMP TOOL 336A | I022891 | CINSTMAT | A | Test2184 | 2228 | C | NOS.
214-1058-002:SMA STRAIGHT CRIMP/CRIMP PLUG RG58/LMR195 | I022892 | CINSTMAT | A | Test2185 | 2229 | C | NOS.
NODE B DBS3900 S1/1/1 | I022897 | CMOBSWEQ | A | Test2186 | 2230 | C | NOS.
NODE B DBS3900 S1/1 | I022898 | CMOBSWEQ | A | Test2187 | 2231 | C | NOS.
NEW RNC 6910 | I022899 | CMOBSWEQ | A | Test2188 | 2232 | C | NOS.
STICKER A16 | I022901 | OSTNMAT | A | Test2189 | 2233 | C | NOS.
DSE 8610 MKII CONTROLLER | I022904 | OGENTSP | A | Test2190 | 2234 | C | NOS.
01174482:DEUTZ FUEL FILTER | I022908 | OCRITICAL-ITEMS | A | Test2191 | 2235 | C | NOS.
TQI-800/2700-SJ:OMNI ANTENNA | I022917 | CANTMAST | A | Test2192 | 2236 | C | NOS.
TY-CPS0727-02-N(V1):SPLITTERS 1 TO 2 | I022919 | CANTMAST | A | Test2193 | 2237 | C | NOS.
TY-CPS0727-03-N(V1):SPLITTERS 1 TO 3 | I022920 | CANTMAST | A | Test2194 | 2238 | C | NOS.
TY-CPS0727-04-N(V1):SPLITTERS 1 TO 4 | I022921 | CANTMAST | A | Test2195 | 2239 | C | NOS.
G080345 FUEL GAUGE FLOAT H=185 IN10/OUT8MM FOR PRAMAC GSL30 | I022926 | OGENTSP | A | Test2196 | 2240 | C | NOS.
LOCKER | I022930 | CFURNITURE | A | Test2197 | 2241 | C | NOS.
SAFE | I022931 | CFURNITURE | A | Test2198 | 2242 | C | NOS.
NM-LCF12-C02:CONNECTOR N TYPE FOR 1/2" | I022934 | CANTMAST | A | Test2199 | 2243 | C | NOS.
LCF12-50J-LOW LOSS 1/2" CABLE | I022935 | CLINPLNT | A | Test2200 | 2244 | C | Mtr
MT-702 SIP PHONE (SL096) | I022936 | STELEEQ | A | Test2201 | 2245 | C | NOS.
52002581: 3300 MXE III EXPANSION KIT(SL096) | I022940 | SPABXSPR | A | Test2202 | 2246 | C | NOS.
LPA103IN0100:INSULATED ALUMINIUM CABLE | I022941 | CLINPLNT | A | Test2203 | 2247 | C | Mtr
LPA810:ALUMINIUM CABLE HOLDER | I022942 | CPWR SYSTEM | A | Test2204 | 2248 | C | NOS.
LPA598:BIMETALLIC CABLE SPLICER | I022943 | CPWR SYSTEM | A | Test2205 | 2249 | C | NOS.
BIM700:711480 BIMETALLIC CONNECTOR 25MMX3 | I022944 | CPWR SYSTEM | A | Test2206 | 2250 | C | NOS.
CHAMELEON STANDALONE 48/650 HE 20M/S HOLD UP | I022945 | CPWR SYSTEM | A | Test2207 | 2251 | C | NOS.
POLE MOUNT BRACKET 40-96/90-135MM | I022946 | CPWR SYSTEM | A | Test2208 | 2252 | C | NOS.
CHAMELEON 48V 1300W 7AH | I022947 | CPWR SYSTEM | A | Test2209 | 2253 | C | NOS.
LEAD CRYSTAL BATTERIES 12V 9AH | I022948 | CPWR SYSTEM | A | Test2210 | 2254 | C | NOS.
3EH08610AA OMNIPCX OFFICE RCE MEDIUM - 220V | I022951 | SPABXSPR | A | Test2211 | 2255 | C | NOS.
APC UPS 3KVA RACK MOUNTABLE (MS018) | I022952 | SSRVRACS | A | Test2212 | 2256 | C | NOS.
3MG27103WW 8029 PREMIUM DESKPHONE INT | I022953 | SPABXSPR | A | Test2213 | 2257 | C | NOS.
3EH73092AD ANALOG INTERFACES SLI4-2 BOARD | I022954 | SPABXSPR | A | Test2214 | 2258 | C | NOS.
3EH73042AC:AFU-1 DAUGHTERCARD FOR AUXILIARIES CONNECT(SL097) | I022962 | SPABXSPR | A | Test2215 | 2259 | C | NOS.
3BA03215AA:GENERIC POWER CORD(SL097) | I022963 | SPABXSPR | A | Test2216 | 2260 | C | NOS.
3EH75001AB:MOUNTING KIT FOR RACK 3(SL097) | I022964 | SPABXSPR | A | Test2217 | 2261 | C | NOS.
3EH76034AA:BLIND SLOT STIFFNER (X1) (SL097) | I022965 | SPABXSPR | A | Test2218 | 2262 | C | NOS.
3GV27063TB:ALCATEL-LUCENT IP TOUCH 4018 PHONE(SL097) | I022966 | SPABXSPR | A | Test2219 | 2263 | C | NOS.
3BH11616AB:WALLBOARD 4 LINES OF 16 COLOR CHARACTERS(SL097) | I022967 | SPABXSPR | A | Test2220 | 2264 | C | NOS.
3GV28048AC:CORDED BINAURAL WIDE BAND HEADSET HW261N(SL097) | I022968 | SPABXSPR | A | Test2221 | 2265 | C | NOS.
BEARING NEEDLE P/N:933154306100 | I022969 | OENGSPARES | A | Test2222 | 2266 | C | NOS.
AIR CONDITIONER 48K BTU INVERTER | I022974 | CACNSPR | A | Test2223 | 2267 | C | NOS.
AIR CONDITIONER 48K BTU | I022975 | CACNSPR | A | Test2224 | 2268 | C | NOS.
42U FLOOR CABINET WIDTH 600MM DEPTH 1000MM (MS019) | I022976 | SSRVRACS | A | Test2225 | 2269 | C | NOS.
APC UPS 3KVA RACK MOUNTABLE (SL094) | I022977 | SSRVRACS | A | Test2226 | 2270 | C | NOS.
35U SERVER RACK W600 X D800MM(MS018) | I022979 | SSRVRACS | A | Test2227 | 2271 | C | NOS.
UNIFORM SHORT MATERIAL BLACK GI/DC/MM/1 | I022980 | OUNIFMAT | A | Test2228 | 2272 | C | yd
CPWR00647:POWER CABLE,6MM^2,D3F-2S,H07Z-K-6^2BL+H07Z-K-6^2BL | I022982 | OMOBSWEQ | A | Test2229 | 2273 | C | NOS.
H80S0SHDSL00:SHDSL PORT LICENSE,BASED ON PER SHDSL PORT | I022984 | CMOBSWEQ | A | Test2230 | 2274 | C | NOS.
PANASONIC CORDED TELEPHONE WITH CALLER ID AND SPEAKER | I022996 | STELEEQ | A | Test2231 | 2275 | C | nos.
3GV28163AA OT4135 IP CONFERENCE PHONE PACK | I022997 | sTELEEQ | A | Test2232 | 2276 | C | nos.
PLASTIC ENCLOSURE 400X600X230MM | I022999 | CINSTMAT | A | Test2233 | 2277 | C | NOS.
CSAD32201 SUBSCRIBER CABLE,32 CHANNEL ADSL,20M | I023000 | CMOBSWEQ | A | Test2234 | 2278 | C | NOS.
CVR-X2-SFP=TWINGIG CONVERTER MODULE | I023003 | CINSTMAT | A | Test2235 | 2279 | C | NOS.
NTI-40012-V3:INFRARED IP BULLET 720P IP66(SL094) | I023007 | SSURVLNCE | A | Test2236 | 2280 | C | NOS.
LED TV 55" | I023010 | SDISPDVCS | A | Test2237 | 2281 | C | NOS.
FORTIGATE-1500D:FG1500D BNDL | I023012 | CMODROUT | A | Test2238 | 2282 | C | NOS.
FORTIANALYZER 3000E:FAZ-3000E | I023014 | CMODROUT | A | Test2239 | 2283 | C | NOS.
ASR1001-X:CISCO ASR1001 SYS,4 BUILT-IN GE,4X1GE IDC,DUAL P/S | I023018 | CMODROUT | A | Test2240 | 2284 | C | NOS.
CORNER MOUNT | I023019 | CINSTMAT | A | Test2241 | 2285 | C | NOS.
MINIATURE CLICK-ON HANGER FOR 6-8 MM CABLE | I023020 | CINSTMAT | A | Test2242 | 2286 | C | NOS.
PLASTIC ENCLOSURE 300X400X170MM | I023029 | CINSTMAT | A | Test2243 | 2287 | C | NOS.
706561-F-5M:USB HID PROGRAMABLE SINGLE ANTI-VANDAL SWITCH | I023030 | SINSTMAT | A | Test2244 | 2288 | C | NOS.
AP9335TH:NETBOTZSENSORS | I023031 | SINSTMAT | A | Test2245 | 2289 | C | NOS.
ELECTRIC DRILLING MACHINE | I023036 | CTOOLS | A | Test2246 | 2290 | C | NOS.
BENCH GRINDER 6" | I023037 | CTOOLS | A | Test2247 | 2291 | C | NOS.
ADJUSTABLE CIRCLE CUTTER 200X30 | I023038 | CTOOLS | A | Test2248 | 2292 | C | NOS.
MPD(MULTI-PURPOSE DEVICE) P/N:333010 | I023042 | CTOOLS | A | Test2249 | 2293 | C | NOS.
MPD(MULTI-PURPOSE DEVICE) P/N:333000 | I023043 | CTOOLS | A | Test2250 | 2294 | C | NOS.
DELL POWEREDGE M630 BLADE SERVER | I023044 | CSRVRS | A | Test2251 | 2295 | C | NOS.
PATCH CORD CAT6 5M(YELLOW ) | I023047 | SOPFIBRNTWK | A | Test2252 | 2296 | C | NOS.
PATCH CORD CAT6 5M (RED) | I023048 | SOPFIBRNTWK | A | Test2253 | 2297 | C | NOS.
USN EXPANSION | I023050 | CMOBSWEQ | A | Test2254 | 2298 | C | NOS.
UGW EXPANSION | I023051 | CMOBSWEQ | A | Test2255 | 2299 | C | NOS.
CG EXPANSION | I023052 | CMOBSWEQ | A | Test2256 | 2300 | C | NOS.
OSS EXPANSION | I023053 | CMOBSWEQ | A | Test2257 | 2301 | C | NOS.
HUAWEI ONT HG8110H | I023054 | CMODROUT | A | Test2258 | 2302 | C | NOS.
HUAWEI ONT HG8240H | I023055 | CMODROUT | A | Test2259 | 2303 | C | NOS.
409-BBCV - 10GBASE-T MODULE FOR N3000 SERIES (MS018) | I023056 | SBRBPLEQ | A | Test2260 | 2304 | C | nos.
470-AAPX - STACKING CABLEFOR N2000/N3000 SER SWITCHE (MS018) | I023057 | SBRBPLEQ | A | Test2261 | 2305 | C | nos.
6 CORE MM NON-AMOURED FIBER CABLE (JELLY FILLED) | I023060 | OCRITICAL-ITEMS | A | Test2262 | 2306 | C | MTR
AIR CONDITIONER 36K BTU INVERTER | I023061 | CACNSPR | A | Test2263 | 2307 | C | NOS.
AIR CONDITIONER 36K BTU | I023062 | CACNSPR | A | Test2264 | 2308 | C | NOS.
HUAWEI FTTH ONT HG8242H | I023063 | CMODROUT | A | Test2265 | 2309 | C | NOS.
CISCO WS-C4500X-24X-ES:CATALYST 4500-X 24 PORT 10G ENT. SERV | I023064 | CMODROUT | A | Test2266 | 2310 | C | NOS.
H35M8245HEU1:HG8245H GPON TERMINAL EU STAND ADPTR EN SC/APC | I023067 | CMODROUT | A | Test2267 | 2311 | C | NOS.
FSASA0S03:PATCH CORD SC/PAC,SC/APC SM G,652D 3MM 3M | I023068 | COPFIBRNTWK | A | Test2268 | 2312 | C | NOS.
SIKA PAINT -RAL 3000 (30 KG) | I023069 | CANTMAST | A | Test2269 | 2313 | C | NOS.
SIKA PAINT -RAL 9010 (30 KG) | I023070 | CANTMAST | A | Test2270 | 2314 | C | NOS.
SIKA PAINT -RAL 7005 (30 KG) | I023071 | CANTMAST | A | Test2271 | 2315 | C | NOS.
THINNER EG – (25 L) | I023072 | CANTMAST | A | Test2272 | 2316 | C | NOS.
902-0162-UK00 - POE ADAPTER (10/100/1000 MBPS) | I023081 | OMODROUT | A | Test2273 | 2317 | C | NOS.
SVL 300/1:300MM,1CLIP | I023084 | CINSTMAT | A | Test2274 | 2318 | C | NOS.
SVL 230/2:230MM,2 CLIPS | I023085 | CINSTMAT | A | Test2275 | 2319 | C | NOS.
SVL 500/2 500MM 2CLIPS | I023086 | CINSTMAT | A | Test2276 | 2320 | C | NOS.
SVAK-SHIELD CONTINUITY CLIP | I023087 | CINSTMAT | A | Test2277 | 2321 | C | NOS.
35U SERVER RACK WIDTH X DEPTH 600X800MM (SL093) | I023094 | SSRVRKS | A | Test2278 | 2322 | C | NOS.
PHOTOCOPY MACHINE CANON | I023095 | CSTNMAT | A | Test2279 | 2323 | C | NOS.
APPLE MACBOOK PRO 13.3" | I023099 | OMISC | A | Test2280 | 2324 | C | NOS.
S1-C200-03-0010-GF SC/UPC PIGTAIL,9/125UM SM, 900UM FIBER 1M | I023103 | COPFIBRNTWK | A | Test2281 | 2325 | C | NOS.
G070002-P:PROTECTION SLEEVE SINGE FIBER 60MM | I023104 | COPFIBRNTWK | A | Test2282 | 2326 | C | Pkt
SILICORE HDPE TELECOM DUCTS 32/26MM | I023105 | CINSTMAT | A | Test2283 | 2327 | C | Mtr
HG8010 GPON TERMINAL,CN STANDARD ADAPTER,UPC | I023107 | CMODROUT | A | Test2284 | 2328 | C | NOS.
ECHOLIFE HG8240,GPONTERMINAL,SIP,CN STANDARD ADAPTER,UPC | I023108 | CMODROUT | A | Test2285 | 2329 | C | NOS.
ECHOLIFE HG8245,GPONTERMINAL,SIP,CN STANDARD ADAPTER,UPC | I023109 | CMODROUT | A | Test2286 | 2330 | C | NOS.
LADDER ARTICULATED 16’ | I023111 | CANTMAST | A | Test2287 | 2331 | C | NOS.
42U SERVER RACK W X D600X1000MM BK-WT-2041D-42U(SL093) | I023118 | SSRVRKS | A | Test2288 | 2332 | C | NOS.
24 PORT CAT6 PATCH PANEL/CABLE MANAGEMENT( DUAL IDC)(SL093) | I023119 | SSRVRACS | A | Test2289 | 2333 | C | NOS.
48 PORT CAT6 PATCH PANEL/CABLE MANAGEMENT(DUAL IDC)(SL093) | I023120 | SSRVRACS | A | Test2290 | 2334 | C | NOS.
3EH08124AA WALL MOUNTING KIT FOR RACK 2 | I023125 | SPABXSPR | A | Test2291 | 2335 | C | NOS.
3GV27063TB ALCATEL-LUCENT IP TOUCH 4018 PHON EXT.EDTN URBN G | I023126 | SPABXOTH | A | Test2292 | 2336 | C | NOS.
3GV28048AC CORDED BINAURAL WIDE BAND HEADSET HW261N PLANTRON | I023127 | SPABXOTH | A | Test2293 | 2337 | C | NOS.
CCS-CUD:CONTRL UNIT/DIGITAL ACOUSTIC FEEDBACK SUPRESSR(MS022 | I023129 | SOTHTELEQ | A | Test2294 | 2338 | C | NOS.
CCS-CML:CCS 900 CHAIRMAN UNIT LONG MICROPHONE(MS022) | I023130 | SOTHTELEQ | A | Test2295 | 2339 | C | NOS.
CCS-DL:CCS 900 DELEGATE UNIT LONG MICROPHONE(MS022) | I023131 | SOTHTELEQ | A | Test2296 | 2340 | C | NOS.
LBB 3316/00:CABLE + 5 MALE + 5 FEMALE CONNECTORS, 100M(MS022 | I023132 | SOTHTELEQ | A | Test2297 | 2341 | C | NOS.
LBC 3200/00:LINE ARRAY 45/30W(MS022) | I023133 | SOTHTELEQ | A | Test2298 | 2342 | C | NOS.
PLE-1ME120-EU:120 WATT MIXER AMPLIFIER(MS022) | I023134 | SOTHTELEQ | A | Test2299 | 2343 | C | NOS.
DCN-MR:MEETING RECORDER(MS022) | I023135 | SOTHTELEQ | A | Test2300 | 2344 | C | NOS.
ELCB 2 POLE 40A 30MA | I023136 | CINSTMAT | A | Test2301 | 2345 | C | NOS.
RF MALE TO MALE CABLE - 2M (SL093) | I023137 | SINSTMAT | A | Test2302 | 2346 | C | NOS.
NE-AG-3546 ENCLOSURE BOX 350 X 465 X 200 (SL093) | I023138 | SINSTMAT | A | Test2303 | 2347 | C | NOS.
1U CABLE MANAGER METAL -WT-2048 (SL093) | I023139 | SINSTMAT | A | Test2304 | 2348 | C | NOS.
CAT6 PATCH CORD - 1M -WT-2038B-1M-BL (SL093) | I023140 | SOPFIBRNTWK | A | Test2305 | 2349 | C | NOS.
ELECTRIC CABLE 1C X 2.5MM - BLACK | I023143 | OINSTMAT | A | Test2306 | 2350 | C | ROLL
ELECTRIC CABLE 1C X 2.5MM - YELLOW | I023146 | OINSTMAT | A | Test2307 | 2351 | C | ROLL
ST/PC PIGTAILS , 1M, 2.0MM, G652D FIBER,SIMPLEX (MS024) | I023147 | SINSTMAT | A | Test2308 | 2352 | C | NOS.
ODF-GPX218-AD2 SET (FOR 288 CONFIG) (MS024) | I023148 | SINSTMAT | A | Test2309 | 2353 | C | NOS.
SC/PC PIGTAILS , 1M, 2.0MM, G652D FIBER,SIMPLEX (MS024) | I023149 | SINSTMAT | A | Test2310 | 2354 | C | NOS.
FIBER OPTIC FUSION SPLICE PROTECTOR SLEEVES 60MM/SM (MS024) | I023150 | SINSTMAT | A | Test2311 | 2355 | C | NOS.
PAN-PA-3050: PALO ALTO NETWORKS PA-3050 | I023151 | CSRVRS | A | Test2312 | 2356 | C | NOS.
PRINT CARTRIDGE HP COLOR LASERJET (CB540A BLACK) | I023156 | OSTNMAT | A | Test2313 | 2357 | C | NOS.
PRINT CARTRIDGE HP COLOR LASERJET (CB541A CYAN) | I023157 | OSTNMAT | A | Test2314 | 2358 | C | NOS.
PRINT CARTRIDGE HP COLOR LASERJET (CB542A YELLOW) | I023158 | OSTNMAT | A | Test2315 | 2359 | C | NOS.
PRINT CARTRIDGE HP COLOR LASERJET (CB543A MAGENTA) | I023159 | OSTNMAT | A | Test2316 | 2360 | C | NOS.
HUAWEI ONT HG8247H | I023160 | CMODROUT | A | Test2317 | 2361 | C | NOS.
CABLE MANAGEMENT 1U 24 HOLES(SL093) | I023171 | SINSTMAT | A | Test2318 | 2362 | C | NOS.
KS TO F CONNECTOR(SL093) | I023172 | SINSTMAT | A | Test2319 | 2363 | C | NOS.
OUT DOOR CATV AMPLIFIER 60VA(SL093) | I023173 | SINSTMAT | A | Test2320 | 2364 | C | NOS.
NDI-40012-V3:INFRARED IP DOME 720P IP66(MS023) | I023174 | SSURVLNCE | A | Test2321 | 2365 | C | NOS.
NDA-WMT-DOME:IP 200 DOME WALL MOUNT(MS023) | I023175 | SSURVLNCE | A | Test2322 | 2366 | C | NOS.
NIN-40012-V3:IP DOME 720P(MS023) | I023176 | SSURVLNCE | A | Test2323 | 2367 | C | NOS.
UFLED120-8BD@1:AEGIS INTELLIGENT-IR™ UFLED ILLUMINATOR(MS023 | I023177 | SSURVLNCE | A | Test2324 | 2368 | C | NOS.
UPA-2450-50:POWER SUPP,220VAC 50HZ, 24VAC 50VA OUT(MS023) | I023178 | SSURVLNCE | A | Test2325 | 2369 | C | NOS.
DIP-6083-8HD:DIVAR IP 6000 2U 8X3TB(MS023) | I023179 | SSURVLNCE | A | Test2326 | 2370 | C | NOS.
45U,600WX900D,WITH 2XSIDE DOORS,10WAY POWER STRIP 1XCABINET | I023185 | CSRVRKS | A | Test2327 | 2371 | C | NOS.
FIBRE PATCH PANEL - SC 24 PORT 24 PORT SC PATCH PANEL | I023186 | CSRVRACS | A | Test2328 | 2372 | C | NOS.
T4-1 WMS HARDWARE | I023218 | CMOBSWEQ | A | Test2329 | 2373 | C | NOS.
A0006-002-003-001-001-1:INNGATE 3.10 E250(SL098) | I023219 | SSRVRS | A | Test2330 | 2374 | C | NOS.
A0006-016-003-001-001-1:ADVANCED QOS MODULE(E-SERIES)(SL098) | I023220 | SSRVRACS | A | Test2331 | 2375 | C | NOS.
A0006-013-003-001-001-1:VOLUME CONTROL MODUL(E-SERIES)(SL098 | I023221 | SSRVRACS | A | Test2332 | 2376 | C | NOS.
A0009-001-003-001-001-1:ANTLABS ACC. PRINTER(IP MODE)(SL098) | I023222 | SPRNTRS | A | Test2333 | 2377 | C | NOS.
J9573A: HP 3800-24G-POE+-2SFP+SWITCH(SL098) | I023223 | SMODROUT | A | Test2334 | 2378 | C | NOS.
J9625A: HP 2620-24-POE+SWITCH(SL098) | I023224 | SMODROUT | A | Test2335 | 2379 | C | NOS.
EAP767:A/B/G/N/AC DUAL-RADIO AP(SL098 | I023227 | SMODROUT | A | Test2336 | 2380 | C | NOS.
OWL620:OUTDOOR SINGLE RADIO AP(SL098) | I023228 | SMODROUT | A | Test2337 | 2381 | C | NOS.
ANT-OD242508M:2.4-2.5GHZ,8DBI OMINI ANTENNA,MALE-N(SL098) | I023229 | SMODROUT | A | Test2338 | 2382 | C | NOS.
SP-651:LIGHTING SURGE PROTECTOR,FOR N-TYPE CABLE/CONN(SL098) | I023230 | SMODROUT | A | Test2339 | 2383 | C | NOS.
SUA3000I: APC SUA3000I SMART-UPS 3000VA, 230V(MS023) | I023234 | SSRVRACS | A | Test2340 | 2384 | C | NOS.
SNAP KNIFE | I023238 | OTOOLS | A | Test2341 | 2385 | C | NOS.
UTILITY KNIFE | I023239 | OTOOLS | A | Test2342 | 2386 | C | NOS.
TELECOM CRIMPING TOOL 4P/6P/8P 190MM | I023240 | OTOOLS | A | Test2343 | 2387 | C | NOS.
H80D00SHLM01:16-PORT SHDSL BIS SERVICE BOARD | I023244 | CMOBSWEQ | A | Test2344 | 2388 | C | NOS.
H807GPBH:8PORTS ADVANCED GPON OLT INTERFACE BOARD | I023245 | CMOBSWEQ | A | Test2345 | 2389 | C | NOS.
SS-OP-D-SC-S-20:PATCH CORD SC/PC-SC/PC SM-G 652D-3MM-20M YEL | I023246 | CMOBSWEQ | A | Test2346 | 2390 | C | NOS.
H83D02PDVA01:SECONDARY HIGH-POWER BOARD | I023247 | CMOBSWEQ | A | Test2347 | 2391 | C | NOS.
CPWR18UL03:POWER CALE 3M 2 OT2.5-4 14UL3386B-1+14UL3386BL-I | I023248 | CMOBSWEQ | A | Test2348 | 2392 | C | NOS.
F9B10A-NM1:LC (KEYED A - BK)/PIGTAIL 9/125µM SM SIMPLX PT 1M | I023249 | COPFIBRNTWK | A | Test2349 | 2393 | C | NOS.
INDUSTRIAL SOCKET 32AMP FEMALE | I023250 | CINSTMAT | A | Test2350 | 2394 | C | NOS.
INDUSTRIAL CONNECTORS, 2P+E, 32A, 200-250 V | I023251 | CINSTMAT | A | Test2351 | 2395 | C | NOS.
PRO'S KIT 14" DELUXE TOOL BAG | I023252 | CTOOLS | A | Test2352 | 2396 | C | NOS.
SPLICS & CRIMP TOOL 150MM | I023253 | CTOOLS | A | Test2353 | 2397 | C | NOS.
ELECTRICIAN'S SCISSORS (145MM)- DK-2047N | I023254 | CTOOLS | A | Test2354 | 2398 | C | NOS.
AUTO LOADING UTILITY KNIFE | I023255 | CTOOLS | A | Test2355 | 2399 | C | NOS.
UTILITY KNIFE (3 BLADES SELF LOADING) | I023256 | CTOOLS | A | Test2356 | 2400 | C | NOS.
PUNCH IMPACT TOOL 175MM | I023257 | CTOOLS | A | Test2357 | 2401 | C | NOS.
CABLE CUTTER 6" | I023258 | CTOOLS | A | Test2358 | 2402 | C | NOS.
LONG NOSE PLIER 140MM | I023259 | CTOOLS | A | Test2359 | 2403 | C | NOS.
6" JUNIOR MULTI-PURPOSE SAW | I023260 | CTOOLS | A | Test2360 | 2404 | C | NOS.
ADJUSTABLE WRENCH - 6" (150MM) | I023261 | CTOOLS | A | Test2361 | 2405 | C | NOS.
MEASURING TAPE 3M / 10FEET | I023262 | CTOOLS | A | Test2362 | 2406 | C | NOS.
8 OZ CURVED CLAW HAMMER | I023263 | CTOOLS | A | Test2363 | 2407 | C | NOS.
LINEMANS PLIER - 165MM | I023264 | CTOOLS | A | Test2364 | 2408 | C | NOS.
SIDE CUTTING PLIER 165MM | I023265 | CTOOLS | A | Test2365 | 2409 | C | NOS.
TELECOM CRIMPING TOOL 4P/6P/8P (190MM) | I023266 | CTOOLS | A | Test2366 | 2410 | C | NOS.
ALL PURPOSE SNIP | I023267 | CTOOLS | A | Test2367 | 2411 | C | NOS.
SCREWDRIVER (-) 100/-3.2/85/3.2 | I023268 | CTOOLS | A | Test2368 | 2412 | C | NOS.
SCREWDRIVER (+) 100/+0/85/3.2 | I023269 | CTOOLS | A | Test2369 | 2413 | C | NOS.
SCREWDRIVER (-) 5 X 75 | I023270 | CTOOLS | A | Test2370 | 2414 | C | NOS.
SCREWDRIVER (+) #1X75 | I023271 | CTOOLS | A | Test2371 | 2415 | C | NOS.
SCREWDRIVER (-) 107/-6.0/153/6.0 | I023272 | CTOOLS | A | Test2372 | 2416 | C | NOS.
SCREWDRIVER (+) #2 X 150 | I023273 | CTOOLS | A | Test2373 | 2417 | C | NOS.
TONE PROBE KIT | I023274 | CTOOLS | A | Test2374 | 2418 | C | NOS.
FXB10A-NM1:LC (KEYED A – BLACK) TO PIGTAIL MM SIMPLEX PIGTAL | I023277 | CINSTMAT | A | Test2375 | 2419 | C | NOS.
SC ADAPTER SIMPLEX SINGLE MODE - WT-3004A(SL098) | I023278 | SOPFIBRNTWK | A | Test2376 | 2420 | C | NOS.
SC SIMPLEX PIGTAIL 1M(SL098) | I023279 | SOPFIBRNTWK | A | Test2377 | 2421 | C | NOS.
12C / 24C FIBER OPTIC PATCH PANEL WITHOUT FRONT PANEL(SL098 | I023280 | SOPFIBRNTWK | A | Test2378 | 2422 | C | NOS.
6U SERVER RACK WITH FAN 61 X 56.5 X 37 19" BLACK/GREY(SL098) | I023281 | SOPFIBRNTWK | A | Test2379 | 2423 | C | NOS.
CABLE MANAGEMENT PANEL - 2U(SL098) | I023282 | SOPFIBRNTWK | A | Test2380 | 2424 | C | NOS.
12 PORT FIBER OPTIC FRONT PANEL SC SIMPLEX(SL098) | I023283 | SOPFIBRNTWK | A | Test2381 | 2425 | C | NOS.
CHECK LIST | I023284 | OSTNMAT | A | Test2382 | 2426 | C | NOS.
TILES 600X600 | I023288 | OSITEMAINT | A | Test2383 | 2427 | C | NOS.
TILES ADHESIVE 40KG | I023289 | OSITEMAINT | A | Test2384 | 2428 | C | NOS.
MINERAL CEILING PANELS 1200X600 | I023294 | OSITEMAINT | A | Test2385 | 2429 | C | NOS.
MAIN RUNNER 3600MM (VENTATEC T-HAUPTPROFIL) | I023295 | OSITEMAINT | A | Test2386 | 2430 | C | NOS.
CROSS TEE 1200MM (VENTATEC T-QUERPROFIL) | I023296 | OSITEMAINT | A | Test2387 | 2431 | C | NOS.
CROSS TEE 600MM (VENTATEC T-QUERPROFIL) | I023297 | OSITEMAINT | A | Test2388 | 2432 | C | NOS.
WALL ANGLE / BORDER 3000MM (VENTATEC L-RANDWINKEL) | I023298 | OSITEMAINT | A | Test2389 | 2433 | C | NOS.
HANGING WIRES HOOK (DOH) 750MM (ABHANGEDRAHTE MIT | I023299 | OSITEMAINT | A | Test2390 | 2434 | C | NOS.
SPANNFEDER SF-1 TENSION SPRING | I023300 | OSITEMAINT | A | Test2391 | 2435 | C | NOS.
HANGING WIRES LOOP (DOS) 750MM (ABHANGEDRAHTE MIT) | I023301 | OSITEMAINT | A | Test2392 | 2436 | C | NOS.
RACK MOUNT POWER SYSTEM (FP2 48V 8KW 2X230V BNDL) | I023303 | CPWR SYSTEM | A | Test2393 | 2437 | C | NOS.
9001-2943:SAMSUNG GALAXY S5 (SM-G900I),REGIONAL EDITION | I023328 | CMOBHSET | A | Test2394 | 2438 | C | NOS.
9001-0549:GPS USB | I023329 | CMISC | A | Test2395 | 2439 | C | NOS.
9003-0868:TEMS POCKET PROF15XSAMSUNG NOTE 4 SM-N910G REGIONL | I023330 | CMOBHSET | A | Test2396 | 2440 | C | NOS.
UBIQUITE UNIFI AP-OUTDOOR PLUS | I023332 | OMODROUT | A | Test2397 | 2441 | C | NOS.
SAMSUNG GALAXY S6 EDGE (BLACK) | I023333 | CMOBHSET | A | Test2398 | 2442 | C | NOS.
APC UPS 3KVA RACK MOUNT (SL100) | I023338 | SSRVRACS | A | Test2399 | 2443 | C | NOS.
APC 1KVA SMART UPS (RACK MOUNT 2U) (SL100) | I023339 | SSRVRACS | A | Test2400 | 2444 | C | NOS.
42U FLOOR CABINET 19" 1000MM DEPTH (SL100) | I023340 | SSRVRACS | A | Test2401 | 2445 | C | NOS.
12U FLOOR CABINET 19" 600MM DEPTH (SL100) | I023341 | SSRVRACS | A | Test2402 | 2446 | C | NOS.
BOOT PLUGS, CAT6 (BLUE) (SL100) | I023342 | SSRVRACS | A | Test2403 | 2447 | C | NOS.
CAT6 PATCH CORDS- 2M (BLACK) (SL100) | I023343 | SSRVRACS | A | Test2404 | 2448 | C | NOS.
CAT6 UTP PATCH CORD 1M (BLACK) (SL100) | I023344 | SSRVRACS | A | Test2405 | 2449 | C | NOS.
CABLE MANAGEMENT 2U (DEPTH 2.5-3”) (SL100) | I023345 | SSRVRACS | A | Test2406 | 2450 | C | NOS.
CAT6 PATCH PANEL (48PORT) (SL100) | I023346 | SSRVRACS | A | Test2407 | 2451 | C | NOS.
CAT6 PATCH PANEL (24PORT (SL100) | I023347 | SSRVRACS | A | Test2408 | 2452 | C | NOS.
CON-SNT-WSC24EXX:CATALYST 4500-X 24 PORT 10G ENT.SRVC FRT-TO | I023349 | CSRVRACS | A | Test2409 | 2453 | C | NOS.
C4KX-PWR-750AC-R:CATALYST 4500X750W AC FRONT-BACK COOLING PW | I023350 | CSRVRACS | A | Test2410 | 2454 | C | NOS.
C4KX-PWR-BLANK: CATALYST 4500X POWER SUPPLY BLANK | I023351 | CSRVRACS | A | Test2411 | 2455 | C | NOS.
S45XU-37E: CAT4500-X UNIVERSAL IMAGE | I023352 | CSRVRACS | A | Test2412 | 2456 | C | NOS.
C4KX-NM-8SFP+: CATALYST 4500X 8 PORT 10G NETWORK MODULE | I023354 | CSRVRACS | A | Test2413 | 2457 | C | NOS.
CON-SNT-ASR1001X:SMARTNET 8X5XNBD CISCO ASR1001-X CHASSIS CR | I023355 | CSRVRACS | A | Test2414 | 2458 | C | NOS.
M-ASR1001X-8GB:CISCO ASR1001-X 8GB DRAM | I023360 | CSRVRACS | A | Test2415 | 2459 | C | NOS.
NIM-BLANK:BLANK FACEPLATE FOR NIM SLOT ON CISCO ISR 4400 | I023361 | CSRVRACS | A | Test2416 | 2460 | C | NOS.
ASR1001-X-PWR-AC:CISCO ASR1001-X AC POWER SUPPLY | I023363 | CSRVRACS | A | Test2417 | 2461 | C | NOS.
SIGMAPRIME 200 BAS YEL/GREEN/HRD 4L | I023366 | OSITEMAINT | A | Test2418 | 2462 | C | NOS.
THINNER 91-92 5L | I023367 | OSITEMAINT | A | Test2419 | 2463 | C | NOS.
SIGMACOVER 456 BAS GREY/HRD 4L | I023368 | OSITEMAINT | A | Test2420 | 2464 | C | NOS.
NETSURE701: RECTIFIER SYSTEM | I023370 | CPWR SYSTEM | A | Test2421 | 2465 | C | NOS.
FVH-50-12X18:VALVE REGULATED LEAD ACID BATTERY | I023371 | CPWR SYSTEM | A | Test2422 | 2466 | C | NOS.
FMU-S–1000:VRLA RECTIFIER BATTERY | I023372 | CPWR SYSTEM | A | Test2423 | 2467 | C | NOS.
30KVA PRIME GENERATOR | I023373 | CPWR SYSTEM | A | Test2424 | 2468 | C | NOS.
CABLE 4C X 16MM2 CU/XLPE/PVC | I023374 | CPWRCABLE | A | Test2425 | 2469 | C | Mtr
1C 240MM SQU CABLE (GREEN/YELLOW) | I023375 | CPWRCABLE | A | Test2426 | 2470 | C | Mtr
HAND RATCHET ½ 12PT 19MM | I023376 | CTOOLS | A | Test2427 | 2471 | C | NOS.
MEGGER TDR1000/3P | I023377 | CTOOLS | A | Test2428 | 2472 | C | NOS.
UTP/STP CABLE STRIPPER | I023378 | CTOOLS | A | Test2429 | 2473 | C | NOS.
ROUND CABLE SLITTING AND RINGING TOOL (0.18" -1.0" DIAMETER) | I023379 | CTOOLS | A | Test2430 | 2474 | C | NOS.
7 PCS PRO-SOFT SCREWDRIVER SET | I023380 | CTOOLS | A | Test2431 | 2475 | C | NOS.
2 IN 1 ROUND CABLE CUTTER & STRIPPER 168MM | I023382 | CTOOLS | A | Test2432 | 2476 | C | NOS.
FORGING CABLE CUTTER 155MM 6" | I023383 | CTOOLS | A | Test2433 | 2477 | C | NOS.
TUNGSTEN DIAGONAL CUTTING PLIER (160MM) | I023384 | CTOOLS | A | Test2434 | 2478 | C | NOS.
WIRE STRIPPERS TOOL | I023385 | CTOOLS | A | Test2435 | 2479 | C | NOS.
AC/DC DIGITAL CLAMP MULTIMETER | I023386 | CTOOLS | A | Test2436 | 2480 | C | NOS.
CABLE CUTTER-800MM | I023387 | CTOOLS | A | Test2437 | 2481 | C | NOS.
FISH TAPE 50FT | I023388 | CTOOLS | A | Test2438 | 2482 | C | NOS.
NON-CONTACT VOLTAGE DETECTOR | I023389 | CTOOLS | A | Test2439 | 2483 | C | NOS.
3 5/6 DUAL DISPLAY DIGITAL MULTIMETER/USB CONNECTOR MT-1820 | I023390 | CTOOLS | A | Test2440 | 2484 | C | NOS.
MINI ANGLE GRINDER 4" | I023391 | CTOOLS | A | Test2441 | 2485 | C | NOS.
AUTO BOX M-532 | I023392 | CTOOLS | A | Test2442 | 2486 | C | NOS.
BRAIN PROFESSIONAL BLOW TORCH | I023393 | CTOOLS | A | Test2443 | 2487 | C | NOS.
MEASURING TAPE 5M | I023394 | CTOOLS | A | Test2444 | 2488 | C | NOS.
GRINDER WHEEL 100X16X6MM | I023395 | CTOOLS | A | Test2445 | 2489 | C | NOS.
COMBINATION SPANNER 13MM | I023396 | CTOOLS | A | Test2446 | 2490 | C | NOS.
COMBINATION SPANNER 19MM | I023397 | CTOOLS | A | Test2447 | 2491 | C | NOS.
SOCKET LONG 30MM | I023398 | CTOOLS | A | Test2448 | 2492 | C | NOS.
M10 LE-252 1W LED FLASH LIGHT | I023399 | CTOOLS | A | Test2449 | 2493 | C | NOS.
PLIER 3PC SET | I023400 | CTOOLS | A | Test2450 | 2494 | C | NOS.
M10 HEAVY DUTY PRUNING SHEAR | I023401 | CTOOLS | A | Test2451 | 2495 | C | NOS.
TORX KEY LONG TAMPER PROOF 9PC SET | I023402 | CTOOLS | A | Test2452 | 2496 | C | NOS.
PDPM277H:MODULAR POWER DISTRIBUTION | I023403 | CPWR SYSTEM | A | Test2453 | 2497 | C | NOS.
PDM1332IEC-3P:POWER DISTRIBUTION MODULE | I023404 | CPWR SYSTEM | A | Test2454 | 2498 | C | NOS.
SPS HW | I023405 | CBRBPLEQ | A | Test2455 | 2499 | C | NOS.
SPS SPARE PARTS | I023409 | CBRBPLEQ | A | Test2456 | 2500 | C | NOS.
12 IN 1 RATCHET SCREWDRIVER SET | I023419 | CTOOLS | A | Test2457 | 2501 | C | NOS.
FLEX HEAD GEAR WRENCH | I023420 | CTOOLS | A | Test2458 | 2502 | C | NOS.
3 3/4 AUTORANGE DIGITAL MULTIMETER | I023421 | CTOOLS | A | Test2459 | 2503 | C | NOS.
SOLDER WIRE 0.6MM 250G | I023422 | CTOOLS | A | Test2460 | 2504 | C | NOS.
8 PCS FOLDING TAMPER-PROOF STAR KEY WRENCH SET | I023423 | CTOOLS | A | Test2461 | 2505 | C | NOS.
10 IN 1 STAINLESS RATCHET BIT SET | I023424 | CTOOLS | A | Test2462 | 2506 | C | NOS.
ADJUSTABLE WRENCH 10" | I023425 | CTOOLS | A | Test2463 | 2507 | C | NOS.
ADJUSTABLE WRENCH 8" | I023426 | CTOOLS | A | Test2464 | 2508 | C | NOS.
30 PCS METRIC & INCH COMBINATION HEX KEY SET | I023427 | CTOOLS | A | Test2465 | 2509 | C | NOS.
PRO CRIMPER FOR RG58,59,62,174 FIBER OPTIC | I023428 | CTOOLS | A | Test2466 | 2510 | C | NOS.
DESOLDERING PUMP | I023429 | CTOOLS | A | Test2467 | 2511 | C | NOS.
AC/DC VOLTAGE DETECTOR | I023430 | CTOOLS | A | Test2468 | 2512 | C | NOS.
SCREWDRIVER (+) # 2 X 100 | I023431 | CTOOLS | A | Test2469 | 2513 | C | NOS.
PRO-SOFT SCREWDRIVER ( +#0X75MM) | I023432 | CTOOLS | A | Test2470 | 2514 | C | NOS.
LONG NOSE PLIER (170MM) BLACK OXIDE FINISH 6" | I023433 | CTOOLS | A | Test2471 | 2515 | C | NOS.
CERAMIC SOLDERING IRON (AC 220-240V 10W BLUE HANDLE) | I023434 | CTOOLS | A | Test2472 | 2516 | C | NOS.
REPLACEMENT TIP FOR B1.0 TYPE (I D: 4.0MM, O.D:6.3MM) | I023435 | CTOOLS | A | Test2473 | 2517 | C | NOS.
SCREWDRIVER (-) 6X100 89407 A-L | I023436 | CTOOLS | A | Test2474 | 2518 | C | NOS.
ESD PRECISION SCREWDRIVER - 2.0 X 50MM (-) | I023437 | CTOOLS | A | Test2475 | 2519 | C | NOS.
ESD PRECISION SCREWDRIVER +#1 P1 X 50MM (+) | I023438 | CTOOLS | A | Test2476 | 2520 | C | NOS.
PRO-SOFT SCREWDRIVER ( +#2 6 X 40MM) | I023439 | CTOOLS | A | Test2477 | 2521 | C | NOS.
PRO-SOFT SCREWDRIVER (-6 6 X 40MM) | I023440 | CTOOLS | A | Test2478 | 2522 | C | NOS.
SCREWDRIVER PROBE VOLTAGE TESTER (AC 110-250V) | I023441 | CTOOLS | A | Test2479 | 2523 | C | NOS.
INSULATED SCREWDRIVER (+) PH2X100 | I023442 | CTOOLS | A | Test2480 | 2524 | C | NOS.
PROFESSIONAL FIELD ENGINEER'S TOOL KIT | I023443 | CTOOLS | A | Test2481 | 2525 | C | NOS.
ALIMINUM FRAME TOOL CASE WITH 1 PALLET (EMPTY CASE) | I023444 | CTOOLS | A | Test2482 | 2526 | C | NOS.
ABS CARRYING TOOL CASE WITH 1PK-2009 PALLET | I023445 | CTOOLS | A | Test2483 | 2527 | C | NOS.
UTILITY COMPONENT STORAGE BOX (O.D.:200X135X39MM) | I023446 | CTOOLS | A | Test2484 | 2528 | C | NOS.
TOP DOUBLE RATCHET SCAFFOLD WRENCH RM-13X19MM | I023447 | CTOOLS | A | Test2485 | 2529 | C | NOS.
TOP DOUBLE RATCHET SCAFFOLD WRENCH RM-24X30MM | I023448 | CTOOLS | A | Test2486 | 2530 | C | NOS.
RECTIFIER CONTROL MODULE ,48V 3500W ,R48-3500E | I023449 | CPWR SYSTEM | A | Test2487 | 2531 | C | NOS.
TELEMATRIX 3100 MW10 | I023452 | STELEEQ | A | Test2488 | 2532 | C | NOS.
BATTERY MAINTENANCE FREE -100AMPS | I023453 | OPWR SYSTEM | A | Test2489 | 2533 | C | NOS.
PRINTER DELL 1130N | I023457 | CSTNMAT | A | Test2490 | 2534 | C | NOS.
PRINTER HP LASERJET P3015 | I023458 | CSTNMAT | A | Test2491 | 2535 | C | NOS.
RECEIPT PRINTER EPSON TMU220 | I023459 | CSTNMAT | A | Test2492 | 2536 | C | NOS.
MONITOR 23" LED-BACKLIT LCD | I023460 | CSTNMAT | A | Test2493 | 2537 | C | NOS.
DELL PRECISION TOWER 7910 XCTO | I023461 | CSRVRS | A | Test2494 | 2538 | C | NOS.
DELL LATITUDE 3450 | I023462 | CLPTPCMPT | A | Test2495 | 2539 | C | NOS.
AVM458CP/F38:AVTECH 2MP BULLET IP IR CAMERA | I023463 | OSURVLNCE | A | Test2496 | 2540 | C | NOS.
F.01U.273.046:SPP FRONT COVER NDN-832 NDN-932 NDN-733 | I023464 | SINSTMAT | A | Test2497 | 2541 | C | NOS.
INSULATED COMBINATION PLIER 200MM | I023467 | CTOOLS | A | Test2498 | 2542 | C | NOS.
SIDE CUTTER 6" | I023468 | CTOOLS | A | Test2499 | 2543 | C | NOS.
SCREWDRIVER SET & SOCKET 40PCS | I023469 | CTOOLS | A | Test2500 | 2544 | C | NOS.
RATCHET CRIMPING TOO FOR NON-INSULATED TERMINAL 260MM | I023470 | CTOOLS | A | Test2501 | 2545 | C | NOS.
RATCHET CRIMPING TOOL FOR NON-INSULATED TERMINAL 350MM | I023471 | CTOOLS | A | Test2502 | 2546 | C | NOS.
AIR BLOWER | I023472 | CPWRTOOLS | A | Test2503 | 2547 | C | NOS.
SCREWDRIVER (-) 6X250 | I023473 | CTOOLS | A | Test2504 | 2548 | C | NOS.
SCREWDRIVER (+)# 2 X 250 | I023474 | CTOOLS | A | Test2505 | 2549 | C | NOS.
REPLACEMENT SAW FOR SW-106-5SW-106B | I023475 | CTOOLS | A | Test2506 | 2550 | C | NOS.
GI PIPE 2.5MM (THK) X 5.8MTR (L) 1” | I023476 | CSITEMAINT | A | Test2507 | 2551 | C | NOS.
GI PIPE 2.5MM (THK) X 5.8MTR (L) 1-1/2” | I023477 | CSITEMAINT | A | Test2508 | 2552 | C | NOS.
HARDWOOD TIMBER 2” X 2” X 34’ | I023478 | CSITEMAINT | A | Test2509 | 2553 | C | NOS.
HARDWOOD TIMBER 2” X 2” X 12’ | I023479 | CSITEMAINT | A | Test2510 | 2554 | C | NOS.
ROOFING SHEET 16’ COTTAGE GREEN | I023480 | CSITEMAINT | A | Test2511 | 2555 | C | NOS.
ROOFING SHEET 10’ COTTAGE GREEN | I023481 | CSITEMAINT | A | Test2512 | 2556 | C | NOS.
FLAT SHEET 3’ X 8’ 914 MM COTTAGE GREEN | I023482 | CSITEMAINT | A | Test2513 | 2557 | C | NOS.
RIGE CAPPING COTTAGE GREEN | I023483 | CSITEMAINT | A | Test2514 | 2558 | C | NOS.
COMPUTER SERVER | I023494 | CPWR SYSTEM | A | Test2515 | 2559 | C | NOS.
P12K-1GBETH-1.25-IP | I023500 | CMOBACC | A | Test2516 | 2560 | C | NOS.
CP OPTICAL SPLITTERS MODULE (UP TO 4 BD LINKS) | I023501 | COTHTELEQ | A | Test2517 | 2561 | C | NOS.
CP OPTICAL SPLITTERS FRAME (UP TO 3 MODULES) | I023502 | CENGSPARES | A | Test2518 | 2562 | C | NOS.
NL-INST P11:# CP P20K LANTAP FRAME | I023511 | CINSTMAT | A | Test2519 | 2563 | C | NOS.
MINI DOUBLE SIDE ORGANIZER | I023512 | CMISC | A | Test2520 | 2564 | C | NOS.
QNAP TS-EC1680U-RP | I023520 | CMSANEQACC | A | Test2521 | 2565 | C | NOS.
RAIL KIT FOR TS-X79/TS-ECX80U RACKMOUNT MODELS (RAIL-A01-35) | I023521 | CMSANEQACC | A | Test2522 | 2566 | C | NOS.
8GB DDR3 ECC RAM (PART # RAM-8GDR3EC-LD-1600 OR COMPATIBLE) | I023522 | CMSANEQACC | A | Test2523 | 2567 | C | NOS.
128GB MSATA CACHE MODULE (FLASH-256GB-MSATA) | I023523 | CTRNACCEQ | A | Test2524 | 2568 | C | NOS.
650W POWER SUPPLY UNIT FOR TS-X80U SERIES (SP-A02-650W-S-PSU | I023524 | CMOBSWEQ | A | Test2525 | 2569 | C | NOS.
DUAL-PORT 10 GIGABIT NETWORK EXPANSION CARD (LAN-10G2T-U) | I023525 | CRADNBPQ | A | Test2526 | 2570 | C | NOS.
FLEXIBLE POWER CABLE 3C X2.5MM | I023551 | CPWRCABLE | A | Test2527 | 2571 | C | NOS.
AIR-CAP2602I-A-K9 : CISCO WIRELESS ACESS POINT | I023553 | CMODROUT | A | Test2528 | 2572 | C | NOS.
CANON MULTIFUNCTIONAL MF226DN | I023554 | CSTNMAT | A | Test2529 | 2573 | C | NOS.
ACCESS FLOOR PANEL-STEEL CEMENTITIOUS (600X600X35MM) (MS025) | I023558 | SINSTMAT | A | Test2530 | 2574 | C | NOS.
FFH 150MM FLAT HEAD PEDESTAL SET (MS025) | I023559 | SINSTMAT | A | Test2531 | 2575 | C | NOS.
STRINGERS 600MM (MS025) | I023560 | SINSTMAT | A | Test2532 | 2576 | C | NOS.
PANEL LIFTER (MS025) | I023562 | SINSTMAT | A | Test2533 | 2577 | C | NOS.
CABLE TRAY 12" (6 FEET) 300MM X 1800MM (MS025) | I023563 | SINSTMAT | A | Test2534 | 2578 | C | NOS.
TELEMATRIX FACEPLATE PRINTING | I023564 | SPABXSPR | A | Test2535 | 2579 | C | NOS.
APC SMART BACKUPS 650VA (SL098) | I023565 | SPABXSPR | A | Test2536 | 2580 | C | NOS.
TONER CARTRIDGE PHASER 6180 BLACK | I023567 | OSTNMAT | A | Test2537 | 2581 | C | NOS.
GPS W/CMAP 5" | I023568 | OSPRVEHBT | A | Test2538 | 2582 | C | NOS.
LED TV SONY KDL 32W700B(MS023) | I023571 | SDISPDVCS | A | Test2539 | 2583 | C | NOS.
POWER ADAPTER UK | I023575 | SINSTMAT | A | Test2540 | 2584 | C | NOS.
CABLE TIE 3.6 X 250-10” BLACK (SL103) | I023576 | SINSTMAT | A | Test2541 | 2585 | C | Pkt
CABLE TIE 2.5 X 200-8”- BLACK (SL103) | I023577 | SINSTMAT | A | Test2542 | 2586 | C | Pkt
CABLE TIE 4.8 X 400-16” BLACK (SL103) | I023578 | SINSTMAT | A | Test2543 | 2587 | C | Pkt
BLUE GRANITE DRILL BIT 7 PCS SET | I023579 | CTOOLS | A | Test2544 | 2588 | C | NOS.
CUTTER KNIFE | I023580 | CTOOLS | A | Test2545 | 2589 | C | NOS.
HOT AIR GUN GHG 600-3 | I023581 | CTOOLS | A | Test2546 | 2590 | C | NOS.
M10 RS19 RATCHET SCREWDRIVER SET | I023582 | CTOOLS | A | Test2547 | 2591 | C | NOS.
TELEPHONE CRIMPING TOOL AVD-246 | I023583 | CTOOLS | A | Test2548 | 2592 | C | NOS.
TITANIUM COMPACT ACCESSORIES SET 38PCS | I023584 | CTOOLS | A | Test2549 | 2593 | C | NOS.
ELECTRICIAN TOOL SET 26PCS | I023585 | CTOOLS | A | Test2550 | 2594 | C | NOS.
4 LEGGED LATTICE (27 M) | I023586 | CANTMAST | A | Test2551 | 2595 | C | NOS.
4 LEGGED LATTICE (24 M) | I023587 | CANTMAST | A | Test2552 | 2596 | C | NOS.
MM ST/PC PIGTAILS 1M 2.0 MM G652D FIBER SIMPLEX | I023588 | OINSTMAT | A | Test2553 | 2597 | C | NOS.
TDUX-CL-80/FOR DUCT INNER DIAMETER 105-110MM | I023589 | CINSTMAT | A | Test2554 | 2598 | C | NOS.
MECHANICAL SPLICE | I023590 | CINSTMAT | A | Test2555 | 2599 | C | NOS.
MECHANICAL SPLICE TOOL | I023591 | CINSTMAT | A | Test2556 | 2600 | C | NOS.
FIELD CONNECTOR SC/PC(THROUGH TYPE ) | I023592 | CINSTMAT | A | Test2557 | 2601 | C | NOS.
FIELD CONNECTOR SC/PC(EMBEDDED TYPE) | I023593 | CINSTMAT | A | Test2558 | 2602 | C | NOS.
GPX218-T12 OPTICAL CROSS CONNECTION CABINET | I023594 | CINSTMAT | A | Test2559 | 2603 | C | NOS.
GPX51-SN1 FIBER DISTRIBUTION HUB | I023595 | CINSTMAT | A | Test2560 | 2604 | C | NOS.
GPX51-GA5 OPTICAL TERMINAL BOX | I023596 | CINSTMAT | A | Test2561 | 2605 | C | NOS.
SUN-SC-1M-SM-SX-0.9P: FIBER OPTIC PIGTAIL | I023597 | CINSTMAT | A | Test2562 | 2606 | C | NOS.
SUN-SC-3M-SC-SM-SX-2P:FIBER OPTIC PATCHCORD | I023598 | CINSTMAT | A | Test2563 | 2607 | C | NOS.
SUN-OCC-576SMC:OUTDOOR CROSS-CONNECT CABINET | I023599 | CINSTMAT | A | Test2564 | 2608 | C | NOS.
SUN-SC-SM-AD:SC/PC SIMPLEX FIBER OPTIC ADAPTOR | I023600 | CINSTMAT | A | Test2565 | 2609 | C | NOS.
SUN-FSC105:FIBER CLEAVER | I023601 | CINSTMAT | A | Test2566 | 2610 | C | NOS.
SUN-ODN-F:FTTH TERMINAL BOX | I023602 | CINSTMAT | A | Test2567 | 2611 | C | NOS.
SUN-ODN-H-W:FTTH TERMINAL BOX | I023603 | CINSTMAT | A | Test2568 | 2612 | C | NOS.
SUN-ODN-G:FTTH TERMINAL BOX | I023604 | CINSTMAT | A | Test2569 | 2613 | C | NOS.
SUN-FSC1030:FIBER CLEAVER | I023605 | CINSTMAT | A | Test2570 | 2614 | C | NOS.
SUN-FSC105-B:REPLACEMENT CLEAVER BLADE | I023606 | CINSTMAT | A | Test2571 | 2615 | C | NOS.
SUN-FSC1030-B:REPLACEMENT CLEAVER BLADE | I023607 | CINSTMAT | A | Test2572 | 2616 | C | NOS.
VDA-WMT-AODOME:ADV LINE OUTDOOR WALL MOUNT | I023609 | OSURVLNCE | A | Test2573 | 2617 | C | Nos.
901-R500-WW00:ZONEFLEX R500 DUAL-BAND WRLESS ACCESS P(SL102) | I023617 | SMODROUT | A | Test2574 | 2618 | C | NOS.
902-0108-0000:MOUNTING BRCKT/ZONEFLEX(SL102) | I023618 | SINSTMAT | A | Test2575 | 2619 | C | NOS.
901-T300-WW01:ZONEFLEX T300,OMNI,OUTDOOR ACCESS POINT(SL102) | I023619 | SMODROUT | A | Test2576 | 2620 | C | NOS.
902-0162-UK00:SPARES OF POWER OVER ETHERNET ADPTR UK(SL102) | I023620 | SINSTMAT | A | Test2577 | 2621 | C | NOS.
3EH73086AB:COMMUNICATION SERVER CENTRAL PROCESSING UNIT | I023621 | SPABXSPR | A | Test2578 | 2622 | C | NOS.
7056236000:HALF PROFILE CYLINDER WITH KRONE LOCK SYSTEM | I023623 | CINSTMAT | A | Test2579 | 2623 | C | NOS.
SL91SL1DA02:2XSTM-1 OPTICAL INTERFACE BOARDS(S-1.1,LC/PC) | I023626 | CMOBSWEQ | A | Test2580 | 2624 | C | NOS.
TE FOR HWIC SLOT ON CISCO ISR | I023627 | SSRVRACS | A | Test2581 | 2625 | C | NOS.
BO67811CS3:MICROWAVE ELECTRIC ACCESSORY BRANCH | I023628 | CMOBSWEQ | A | Test2582 | 2626 | C | NOS.
ZNID-GPON-2427A-UK:GPON ONT,INDOOR,2POTS,4GE,RF,WIFI,(SL102) | I023633 | SOPFIBRNTWK | A | Test2583 | 2627 | C | NOS.
ZNID-GPON-2425A-UK:GPON ONT, INDOOR, 2 POTS,4GE,RFV(SL102) | I023634 | SOPFIBRNTWK | A | Test2584 | 2628 | C | NOS.
MXK-CHASSIS-319:MXK 3U,CHASSIS WITH INTEGRATED(SL102) | I023635 | SOPFIBRNTWK | A | Test2585 | 2629 | C | NOS.
MXK-GPONX8-IO:MXK LINE CARD WITH 8PORT-GPON SFP OPTICS(SL102 | I023636 | SOPFIBRNTWK | A | Test2586 | 2630 | C | NOS.
MXK-UPLINK-6X1GE-CLK:MXK UPLINK / 6X1G ETHERNET PORT(SL102) | I023637 | SOPFIBRNTWK | A | Test2587 | 2631 | C | NOS.
MXK-GPON-SFP-B+-RSSI:MXK GPON SFP B+OPTICS(SL102) | I023638 | SOPFIBRNTWK | A | Test2588 | 2632 | C | NOS.
MXK-UPLINK-BLANK:BLANK SLOT FILLER FOR MXK UPLINK SLOT(SL102 | I023640 | SOPFIBRNTWK | A | Test2589 | 2633 | C | NOS.
MXK-BLANK-ENDPANEL:BLANK END PANELS TO COVER UNUSED(SL102) | I023641 | SOPFIBRNTWK | A | Test2590 | 2634 | C | NOS.
ZPON-SPLT-CHASSIS-4U-12LGX:PON SPLITTERS(SL102) | I023646 | SOPFIBRNTWK | A | Test2591 | 2635 | C | NOS.
ZPON-WDM-2XSC/APC-1LGX:TRI-WAVE DOUBLE WDM COMBINER(SL102) | I023647 | SOPFIBRNTWK | A | Test2592 | 2636 | C | NOS.
ZPON-SPLT-1X2-SC/APC-1LGX:PON SPLITTER 1X2 SC/APC CONN(SL102 | I023648 | SOPFIBRNTWK | A | Test2593 | 2637 | C | NOS.
ZPON-SPLT-1X4-SC/APC-1LGX:PON SPLITTER 1X4 SC/APC CONN(SL102 | I023649 | SOPFIBRNTWK | A | Test2594 | 2638 | C | NOS.
ZPON-SPLT-1X8-SC/APC-1LGX:PON SPLITTER 1X8 SC/APC CONN(SL102 | I023650 | SOPFIBRNTWK | A | Test2595 | 2639 | C | NOS.
NDI-50022-A3:INFRARED IP DOME 1080P IP66 AVF | I023652 | SSURVLNCE | A | Test2596 | 2640 | C | NOS.
VDA-WMT-AODOME:ADV LINE OUTDOOR WALL MOUNT | I023653 | SSURVLNCE | A | Test2597 | 2641 | C | NOS.
SUA3000RMI2U:APC SMART-UPS 3000VA, 230V(SL102) | I023654 | SSRVRACS | A | Test2598 | 2642 | C | NOS.
J4859C-K: GIGABIT-LX-LC MINI-GBIC-TRANSCEIVER MODULE | I023661 | OSRVRACS | A | Test2599 | 2643 | C | NOS.
NTI-40012-A3:INFRARED IP DOME 720P IP66 | I023669 | SSURVLNCE | A | Test2600 | 2644 | C | NOS.
WS-C3650-24PS-L:CISCO CATALYST 3560-CX 8 PORT POE IP BASE | I023670 | SSRVRACS | A | Test2601 | 2645 | C | NOS.
CON-SNT-WSC365SL:SMARTNET 8X5XNBD CISCO CATALYST 3560-CX 8 | I023671 | SSRVRACS | A | Test2602 | 2646 | C | NOS.
S3650UK9-33SE:AC TYPE A POWER CABLE UK | I023672 | SSRVRACS | A | Test2603 | 2647 | C | NOS.
PWR-C2-640WAC:CONSOLE CABLE 6FT WITH RJ45 AND DB9F | I023673 | SSRVRACS | A | Test2604 | 2648 | C | NOS.
CAB-TA-UK:MAGNETIC MOUNTING TRAY FOR 3560-CX & 2960CX SWITCH | I023674 | SSRVRACS | A | Test2605 | 2649 | C | NOS.
CAB-CONSOLE-USB:POWER RETAINER CLIP FOR CISCO 3560C & 2960-C | I023675 | SSRVRACS | A | Test2606 | 2650 | C | NOS.
12U SERVER RACK-600 X 540MM | I023677 | SSRVRKS | A | Test2607 | 2651 | C | NOS.
27M MONOPOLE | I023679 | CANTMAST | A | Test2608 | 2652 | C | NOS.
WS-C3650-24PS-L:CISCO CATALYST 3650 24 PORT POE 4X1G UPLINK | I023680 | SSRVRACS | A | Test2609 | 2653 | C | NOS.
CON-SNT-WSC365SL:SMARTNET 8X5XNBD CISCO CATALYST 3650 24 PRT | I023681 | SSRVRACS | A | Test2610 | 2654 | C | NOS.
S3650UK9-33SE:CAT3650 UNIVERSAL K9 | I023682 | SSRVRACS | A | Test2611 | 2655 | C | NOS.
PWR-C2-640WAC:640W AC CONFIG 2 POWER SUPPLY | I023683 | SSRVRACS | A | Test2612 | 2656 | C | NOS.
CAB-TA-UK:UNITED KINGDOM AC TYPE A POWER CABLE | I023684 | SSRVRACS | A | Test2613 | 2657 | C | NOS.
FILING CABINET | I023690 | CFURNITURE | A | Test2614 | 2658 | C | NOS.
KIT - 16GB MEMORY 1600MHZ, LV RDIMM | I023702 | CSRVRACS | A | Test2615 | 2659 | C | NOS.
CISCO CATALYST WS C2960 24-S 10/100 | I023703 | CMODROUT | A | Test2616 | 2660 | C | NOS.
CAT6 UTP INDOOR CABLE 1000FT/305MTR | I023704 | CLINPLNT | A | Test2617 | 2661 | C | Roll
CMC 502:FLAP GATE(ONE SIDE,RIGHT&LEFT) | I023706 | CSITEMAINT | A | Test2618 | 2662 | C | NOS.
CMC 502-2:FLAP GATE(TWO SIDE,MIDDLE) | I023707 | CSITEMAINT | A | Test2619 | 2663 | C | NOS.
KR 100:RFID PROXIMITY CARD READER | I023708 | CSITEMAINT | A | Test2620 | 2664 | C | NOS.
HIP 2002:WIEGAND CONTROLLER 1 DOOR(2IN 2OUT) | I023709 | CSITEMAINT | A | Test2621 | 2665 | C | NOS.
PO-12V2A:POWER SUPPLY 12V WITH BATTERY BACK UP | I023710 | CSITEMAINT | A | Test2622 | 2666 | C | NOS.
KOMSHINE GX35,CORE TO CORE FUSION SPLICER KIT | I023715 | COPFIBRNTWK | A | Test2623 | 2667 | C | NOS.
EB-X18:MULTIMEDIA PROJECTOR(EPSON) | I023716 | CMISC | A | Test2624 | 2668 | C | NOS.
DROP CABLE SPLICE BOX SERIES | I023717 | COPFIBRNTWK | A | Test2625 | 2669 | C | NOS.
SUNPLC1162L15ASCC:1X16,MOD. TYPE 2.0MM PVC FIBR JACKET(SL102 | I023718 | SOPFIBRNTWK | A | Test2626 | 2670 | C | NOS.
SUN-PLC132-2L1.5-ASC-C: PLC SPLITTER(SL102) | I023719 | SOPFIBRNTWK | A | Test2627 | 2671 | C | NOS.
SUN-OCC-96SMC: OUTDOOR CROSS-CONNECT CABINET(SL102) | I023720 | SOPFIBRNTWK | A | Test2628 | 2672 | C | NOS.
SUN-ASC-AD: FIBER OPTIC ADAPTOR(SL121) | I023721 | SOPFIBRNTWK | A | Test2629 | 2673 | C | NOS.
SUN-ASC-1M-SM-SX- 0.9P: FIBER OPTIC PIGTAIL(SL121) | I023722 | SOPFIBRNTWK | A | Test2630 | 2674 | C | NOS.
UN-ASC-1M-ASC- SM-SX-2P: FIBER OPTIC PATCHCORD(SL102) | I023723 | SOPFIBRNTWK | A | Test2631 | 2675 | C | NOS.
SUN-ODB-RM2C- 48SC: FIBER OPTIC TERMINAL BOX(SL102) | I023724 | SOPFIBRNTWK | A | Test2632 | 2676 | C | NOS.
SUN-ASC-AD: FIBER OPTIC ADAPTOR(SL102) | I023725 | SOPFIBRNTWK | A | Test2633 | 2677 | C | NOS.
SUN-ASC-1M-SM-SX- 0.9P: FIBER OPTIC PIGTAIL(SL102) | I023726 | SOPFIBRNTWK | A | Test2634 | 2678 | C | NOS.
RD8000:RADIODETECTION RD8000 PXL CAT | I023728 | CPWRTOOLS | A | Test2635 | 2679 | C | NOS.
RDTX-10:RADIODETECTION TX-10 TRANSMITTER | I023729 | CPWRTOOLS | A | Test2636 | 2680 | C | NOS.
RD7001:RADIODETECTION 7000/8000 SOFT CARRY | I023730 | CPWRTOOLS | A | Test2637 | 2681 | C | NOS.
TOSHIBA PORTEGE Z30I7 | I023731 | CLPTPCMPT | A | Test2638 | 2682 | C | NOS.
DELL XPS (9360) I5 | I023732 | CLPTPCMPT | A | Test2639 | 2683 | C | NOS.
WEATHER BOND WHITE 20LTR | I023733 | OSITEMAINT | A | Test2640 | 2684 | C | NOS.
FIBERGLASS DUCT RODDER DUCT CABLE PULLER | I023743 | CINSTMAT | A | Test2641 | 2685 | C | NOS.
RNC EDCPS BOARD | I023746 | CMOBSWEQ | A | Test2642 | 2686 | C | NOS.
HW-6500N DELUXE FIBER OPTIC FUSION SPLICING TOOL KIT | I023747 | CTOOLS | A | Test2643 | 2687 | C | NOS.
NETSHELTER SX 42U 600MM WIDEX1070MM DEEP ENCLOSURE/SIDES BLK | I023763 | CSRVRKS | A | Test2644 | 2688 | C | NOS.
RACK PDU BASIC ZERO U 32A 230V(20)C13&(4)C19 | I023764 | CSRVRKS | A | Test2645 | 2689 | C | NOS.
1U 19" BLACK MODULAR TOOLLESS AIRFLOW MANAGEMENT BLANK PANEL | I023765 | CSRVRKS | A | Test2646 | 2690 | C | NOS.
APC MODULAR REMOTE POWER PANEL 277KVA 400A 400V 72 POLE 300M | I023766 | CSRVRKS | A | Test2647 | 2691 | C | NOS.
APC IT POWER DISTRIBUTION MODULE 3X1 POLE 3 WIRE 32A | I023767 | CSRVRKS | A | Test2648 | 2692 | C | NOS.
LEONARDO E DXR407C TDAV0721A DOWN FLOW/HEATER & HUMIDIFIER(S | I023768 | CSRVRKS | A | Test2649 | 2693 | C | NOS.
REMOTE CONDENSER | I023769 | CSRVRKS | A | Test2650 | 2694 | C | NOS.
KFLEX 40MM THICK THERMAL INSULATOR | I023771 | CSITEMAINT | A | Test2651 | 2695 | C | NOS.
CABLE WATER LEAK DETECTION 50' (LT500-50Y) | I023773 | CPWR SYSTEM | A | Test2652 | 2696 | C | NOS.
CLIP HOLD-DOWN LEM W/S CA (HDC) | I023774 | CPWR SYSTEM | A | Test2653 | 2697 | C | NOS.
LIQUI-TECT PANEL LARGE ENCL. 230V (LPL2300) | I023775 | CPWR SYSTEM | A | Test2654 | 2698 | C | NOS.
PAINT BRUSH 1'' | I023783 | CSITEMAINT | A | Test2655 | 2699 | C | NOS.
PAPPER SHREDDER | I023784 | CSTNMAT | A | Test2656 | 2700 | C | NOS.
PEDESTAL MOBILE DRAWER | I023785 | CFURNITURE | A | Test2657 | 2701 | C | NOS.
SAFETY SHOE | I023790 | OMISC | A | Test2658 | 2702 | C | NOS.
FLK-VT04 GLOBAL:VISUAL IR THERMOMETER,8HZ | I023798 | CPWRTOOLS | A | Test2659 | 2703 | C | NOS.
SUN-XPT-NG-G04P2W ONT | I023803 | CMODROUT | A | Test2660 | 2704 | C | NOS.
BATTERY RACK(4 TIERS X 2 ROWS) | I023812 | CPWR SYSTEM | A | Test2661 | 2705 | C | NOS.
1UDC S1INCLLVD:1U 19"SHELF HLDING>-2 RECTFR&SYS CNTRL(SL102) | I023816 | SSRVRKS | A | Test2662 | 2706 | C | NOS.
1UDC 48VDC 33A 96% (EE): RECTIFIER (SL102) | I023817 | SRECTSP | A | Test2663 | 2707 | C | NOS.
SC1UDC+NET:SYSTEM CONTROLLER WITH SNMP/WEB COMM BOARD(SL102) | I023818 | SRECTSP | A | Test2664 | 2708 | C | NOS.
TELEPHONE & FIXED BROADBAND APPLICATION FORMS | I023819 | OCRITICAL-ITEMS | A | Test2665 | 2709 | C | NOS.
UNIFORM SHORT URL BADGE | I023821 | OUNIFMAT | A | Test2666 | 2710 | C | NOS.
ALUMINIUM PIPE (NATURAL ANODISED) 76.2MMX 6MMX 6 MTR | I023827 | CMISC | A | Test2667 | 2711 | C | nos.
ALUMINIUM PIPE (NATURAL ANODISED) 90MMX 6MMX 6 MTR | I023828 | cMISC | A | Test2668 | 2712 | C | nos.
MW BRACKET 110S | I023829 | cMISC | A | Test2669 | 2713 | C | nos.
MW BRACKET 140T | I023830 | cMISC | A | Test2670 | 2714 | C | nos.
UNIVERSAL POLE BRACKET FOR MONOPOLE | I023831 | cMISC | A | Test2671 | 2715 | C | nos.
CABLE CLAMP FOR IF CABLE | I023832 | cMISC | A | Test2672 | 2716 | C | nos.
ROPE (AXIS 11 MM): YELLOW/BLACK (R74Y 200) | I023833 | CMISC | A | Test2673 | 2717 | C | Nos.
HARNESS (AVAO BOD FAST): C71AFA 1U / C71AFN 1U | I023834 | CMISC | A | Test2674 | 2718 | C | Nos.
LANYARD (ZILLON ) : ZILLON 25 (L22 025 | I023835 | CMISC | A | Test2675 | 2719 | C | Nos.
ZIGZAG | I023836 | CMISC | A | Test2676 | 2720 | C | Nos.
CARABINER (AM'D) : AM’D (M34 BL) | I023837 | CMISC | A | Test2677 | 2721 | C | Nos.
TRANSPORT 45L : S42Y 045 | I023838 | CMISC | A | Test2678 | 2722 | C | Nos.
BUCKET 35L : S41Y 035 | I023839 | CMISC | A | Test2679 | 2723 | C | Nos.
BUCKET 25L : S41Y 025 | I023840 | CMISC | A | Test2680 | 2724 | C | Nos.
200+4 PAIR 0.4MM DIA.NON ARMOURED EXTERNAL CABLE | I023841 | CMISC | A | Test2681 | 2725 | C | mtr
100+4 PAIR 0.4MM DIA.NON ARMOURED EXTERNAL CABLE | I023842 | cMISC | A | Test2682 | 2726 | C | mtr
VNX5400 BLOCK ONLY WITH RACK | I023843 | CMSANEQACC | A | Test2683 | 2727 | C | NOS.
12 CORE SM ARMOURED FIBER CABLE (JELLY FILLED) | I023845 | CLINPLNT | A | Test2684 | 2728 | C | Mtr
T1550A-2-7-A-S-F-AA-M:TRANSMITTER, 45-1003MHZ, (SL102) | I023846 | SOPFIBRNTWK | A | Test2685 | 2729 | C | NOS.
EDFA-TV-32-16-SA/LA-BB-41-16-LU: EDFA 16 OUTPUTS (SL102) | I023847 | SOPFIBRNTWK | A | Test2686 | 2730 | C | NOS.
ZPON-JMPR-SC/APC-SC/APC-SM-3M: PON FIBER JUMPER CBLE (SL102 | I023848 | SOPFIBRNTWK | A | Test2687 | 2731 | C | NOS.
ZPON-SPLT-1X16-SC/APC-2LGX: PON SPLITTERS 1X16 SC/APC (SL102 | I023849 | SOPFIBRNTWK | A | Test2688 | 2732 | C | NOS.
AIR CONDITIONER 13K BTU INVERTER | I023851 | CACNSPR | A | Test2689 | 2733 | C | NOS.
CARD HOLDERS | I023853 | OMISC | A | Test2690 | 2734 | C | nOS.
LANYARD FOR CARD HOLDERS | I023855 | OMISC | A | Test2691 | 2735 | C | nOS.
X-KITE STAND | I023863 | OMISC | A | Test2692 | 2736 | C | nOS.
24 CORE SM ARMOURED FIBER CABLE (JELLY FILLED) | I023865 | CLINPLNT | A | Test2693 | 2737 | C | mtr
48 CORE SM ARMOURED FIBER CABLE (JELLY FILLED) | I023866 | CLINPLNT | A | Test2694 | 2738 | C | mtr
1:4 SPLITTER SM (STAR/TREE) | I023871 | CINSTMAT | A | Test2695 | 2739 | C | NOS.
GPX218-AD1 ODF FULLY INTEGRATED | I023872 | COPFIBRNTWK | A | Test2696 | 2740 | C | NOS.
PATCH CORD SC/PC - SC/PC (SINGLE MODE ) 5M | I023873 | CTRNACCEQ | A | Test2697 | 2741 | C | NOS.
PATCH CORD SC/PC - SC/PC (SINGLE MODE ) 3M | I023874 | CTRNACCEQ | A | Test2698 | 2742 | C | NOS.
PATCH CORD SC/PC - SC/PC (SINGLE MODE ) 1M | I023875 | CTRNACCEQ | A | Test2699 | 2743 | C | NOS.
H805GPFD04:16 PORT GPON OLT INTERFACE BOARD | I023877 | CPSTNSWEQ | A | Test2700 | 2744 | C | NOS.
MA5600T SPARE PARTS | I023879 | COTHTELEQ | A | Test2701 | 2745 | C | NOS.
UA5000(HF)(BROADBAND VERSION:V100R019,NARROWBAND VERSION:V10 | I023880 | COTHTELEQ | A | Test2702 | 2746 | C | NOS.
MA5616(V800R313) | I023881 | CINSTMAT | A | Test2703 | 2747 | C | NOS.
320 PAIR 0.5MM INTERNAL CABLE (CWC 1308) | I023883 | CLINPLNT | A | Test2704 | 2748 | C | km
200 PAIR 0.5MM INTERNAL CABLE (CWC 1308) | I023884 | cLINPLNT | A | Test2705 | 2749 | C | km
100 PAIR 0.5MM INTERNAL CABLE (CWC 1308) | I023885 | cLINPLNT | A | Test2706 | 2750 | C | km
6089 1 121-17: DISCONNECTION MODULE LSA PROFIL - 2/10 | I023886 | CINSTMAT | A | Test2707 | 2751 | C | NOS.
6089 1 128-02: KRONE DISCONNECTION MODULE LSA PROFIL - 2/8 | I023887 | CINSTMAT | A | Test2708 | 2752 | C | NOS.
6971 1 024‐00: MDF COM 80‐2, 2 VERTICALS | I023888 | CINSTMAT | A | Test2709 | 2753 | C | NOS.
6089 2 015‐01: HINGED LABEL HOLDER 2/10 | I023889 | CINSTMAT | A | Test2710 | 2754 | C | NOS.
6619 2 046‐00: SPACER (HEIGHT 2.5MM) | I023890 | CINSTMAT | A | Test2711 | 2755 | C | NOS.
6089 3 202‐00: EARTH CLIP FOR PROFILE | I023891 | CINSTMAT | A | Test2712 | 2756 | C | NOS.
6089 2 023‐01: MAGAZINE 2/10 LSA PLUS OVER VOLTAGE PROTECTIO | I023892 | CINSTMAT | A | Test2713 | 2757 | C | NOS.
6717 3 513‐00: 3 POLE OVER VOLTAGE ARRESTOR ‐ 230 V | I023893 | CINSTMAT | A | Test2714 | 2758 | C | NOS.
BB9X26-SB/DC,TC-LHS : 3M™ BETTER BURIED CLOSURE KIT FOR GRAV | I023894 | CINSTMAT | A | Test2715 | 2759 | C | NOS.
8882-3000/F : 3M™ HIGH GEL RE-ENTERABLE ENCAPSULANT, 3296ML | I023895 | CINSTMAT | A | Test2716 | 2760 | C | NOS.
8882-1500/F: 3M™ HIGH GEL RE-ENTERABLE ENCAPSULANT,1648 ML | I023896 | CINSTMAT | A | Test2717 | 2761 | C | NOS.
4021-M2/36/NXG: 3M™ MS2™ SPLICING RIG 4021-M2/36/NXG | I023897 | CINSTMAT | A | Test2718 | 2762 | C | NOS.
3M710-TPK10: 3M™ MS2™/710 TRIPOD KIT 3M710-TPK10 | I023898 | CINSTMAT | A | Test2719 | 2763 | C | NOS.
4036-25: HAND CRIMPER 4036-25 | I023899 | CINSTMAT | A | Test2720 | 2764 | C | NOS.
PAIR TEST PLUG 4047 | I023900 | CINSTMAT | A | Test2721 | 2765 | C | NOS.
SCOTCH® ELECTRICAL TAPE 23 - 19 MM X 9,15 M | I023901 | CINSTMAT | A | Test2722 | 2766 | C | NOS.
3M™ SCOTCHFIL™ ELECTRICAL INSULATION PUTTY | I023902 | CINSTMAT | A | Test2723 | 2767 | C | NOS.
SPLICE HEAD 4041-SP | I023903 | CINSTMAT | A | Test2724 | 2768 | C | NOS.
80611013105: 3M™ SUPER-MINI SPLICING MODULE 4000-G/TR | I023904 | CINSTMAT | A | Test2725 | 2769 | C | NOS.
SCOTCH® VINYL COLOR CODING ELECTRICAL TAPE 35, 3/4 IN X 66 F | I023905 | CINSTMAT | A | Test2726 | 2770 | C | NOS.
SCOTCH 88T (1" X 36') TELEPHONE VINYL TAPE | I023906 | CINSTMAT | A | Test2727 | 2771 | C | NOS.
STATIONARY SET | I023911 | OSTNMAT | A | Test2728 | 2772 | C | NOS.
02353756:MIDDLE SERVICE SHELF (SL104) | I023913 | SOPFIBRNTWK | A | Test2729 | 2773 | C | NOS.
03021VDE:SUPER CONTROL UNIT BOARD(SL104) | I023914 | SOPFIBRNTWK | A | Test2730 | 2774 | C | NOS.
03021WSH:8-PORT ADVANCED GPON OLT INTERFACE BOARD(SL104) | I023915 | SOPFIBRNTWK | A | Test2731 | 2775 | C | NOS.
03020KKP:2-PORT 10GE UPLINK INTERFACE CARD,SUPP. SYNCE(SL104 | I023916 | SOPFIBRNTWK | A | Test2732 | 2776 | C | NOS.
34060494:OPTICAL TRANSCEIVER,SFP+,850NM,10GB/S,0.3KM(SL104) | I023917 | SOPFIBRNTWK | A | Test2733 | 2777 | C | NOS.
34060673:PON TRANSCEIVER,SFP,1490NM(TX)/1310NM(RX),2(SL104) | I023918 | SOPFIBRNTWK | A | Test2734 | 2778 | C | NOS.
14130222:PATCH CORD-LC/PC-LC/PC-MM-A1B-2MM-10M-PVC-ORN(SL104 | I023919 | SOPFIBRNTWK | A | Test2735 | 2779 | C | NOS.
21134315:BLANK PANEL FOR COMMON IF BOARD SLOT SHIELDED(SL104 | I023920 | SOPFIBRNTWK | A | Test2736 | 2780 | C | NOS.
21134482:BLANK PANEL/SERVICE BRD & SPLITTER BRD SLOT(SL104) | I023921 | SOPFIBRNTWK | A | Test2737 | 2781 | C | NOS.
33010296:TEMPERATURE SENSOR,12V~24VDC,+/-0.5DEGC(SL104) | I023922 | SOPFIBRNTWK | A | Test2738 | 2782 | C | NOS.
02310UDV:ETP4890-A2 POWER SYSTEM SENSOR ACCESS BOX(SL104) | I023923 | SOPFIBRNTWK | A | Test2739 | 2783 | C | NOS.
02310YEB:R4830N2-30A NORMAL EFFICIENCY RECTIFIER(SL104) | I023924 | SOPFIBRNTWK | A | Test2740 | 2784 | C | NOS.
02310YDY:SMU01B SITE MONITOR UNIT(SL104) | I023925 | SOPFIBRNTWK | A | Test2741 | 2785 | C | NOS.
02401649:ETP4890-A2 SYSTEM SHELF(SL104) | I023926 | SOPFIBRNTWK | A | Test2742 | 2786 | C | NOS.
19020093:LIGHTNING ARRESTER SINGLE PHASE THREE LINE IN(SL104 | I023927 | SOPFIBRNTWK | A | Test2743 | 2787 | C | NOS.
04150828:POWER CABLE,10M PWR CBL/LGHT ARRESTOR/ETP4890(SL104 | I023928 | SOPFIBRNTWK | A | Test2744 | 2788 | C | NOS.
03020NDE:CONNECT POWER BOARD(SL104) | I023929 | SOPFIBRNTWK | A | Test2745 | 2789 | C | NOS.
02310SJV:HG8240H GPON TRMNL,EU STNDRD ADPTR,EN,SC/APC(SL104) | I023930 | SOPFIBRNTWK | A | Test2746 | 2790 | C | NOS.
02310QXF:HG8245H GPON TRMNL,EU STNDRD ADPTR,EN,SC/APC(SL104) | I023931 | SOPFIBRNTWK | A | Test2747 | 2791 | C | NOS.
02351322:GPON TRMNL,BCKUP BATT UNT,4AH,EU STNDRD ADPTR(SL104 | I023932 | SOPFIBRNTWK | A | Test2748 | 2792 | C | NOS.
14130230:PATCH CORD-SC/PC-SC/PC-SM-G.652-3MM10M-PVC-YW(SL104 | I023949 | SOPFIBRNTWK | A | Test2749 | 2793 | C | NOS.
901-3050-XX00:ZONEDIRECTOR 3000 (SL104) | I023950 | SWIFIEQUIP | A | Test2750 | 2794 | C | NOS.
901-R500-XX00:ZONEFLEX R500 DUAL-BAND WIRELESS(SL104) | I023951 | SWIFIEQUIP | A | Test2751 | 2795 | C | NOS.
901-T300-XX01:ZONEFLEX T300, OMNI,OUTDOOR ACCESS POINT(SL104 | I023952 | SWIFIEQUIP | A | Test2752 | 2796 | C | NOS.
JD092B:HP X130 10G SFP+ LC SR TRANSCEIVER(SL104) | I023955 | SSRVRACS | A | Test2753 | 2797 | C | NOS.
JD095C:HP X240 10G SFP+ SFP+ 0.65M DAC CABLE(SL104) | I023956 | SSRVRACS | A | Test2754 | 2798 | C | NOS.
JD119B:HP X120 1G SFP LC LX TRANSCEIVER(SL104) | I023957 | SSRVRACS | A | Test2755 | 2799 | C | NOS.
JD362A:HP 5500 150WAC POWER SUPPLY(SL104) | I023958 | SSRVRACS | A | Test2756 | 2800 | C | NOS.
JD368B:HP 5500/5120 2-PORT 10GBE SFP+ MODULE(SL104) | I023959 | SSRVRACS | A | Test2757 | 2801 | C | NOS.
JG311A:HP HI 5500-24G-4SFP W/2 INTF SLTS SWITCH(SL104) | I023960 | SSRVRACS | A | Test2758 | 2802 | C | NOS.
JG936A:HP 5130-24G-POE+-4SFP+ EI SWITCH(SL104) | I023962 | SSRVRACS | A | Test2759 | 2803 | C | NOS.
JD187A:HP X290 1000 A JD5 2M RPS CABLE(SL104) | I023964 | SSRVRACS | A | Test2760 | 2804 | C | NOS.
JG136A:HP RPS1600 REDUNDANT POWER SYSTEM(SL104) | I023965 | SSRVRACS | A | Test2761 | 2805 | C | NOS.
JG937A:HP 5130-48G-POE+-4SFP+ EI SWITCH(SL104) | I023966 | SSRVRACS | A | Test2762 | 2806 | C | NOS.
JG932A:HP 5130-24G-4SFP+ EI SWITCH(SL104) | I023968 | SSRVRACS | A | Test2763 | 2807 | C | NOS.
JG934A:HP 5130-48G-4SFP+ EI SWITCH(SL104) | I023970 | SSRVRACS | A | Test2764 | 2808 | C | NOS.
JD094B:HP X130 10G SFP+ LC LR TRANSCEIVER(SL104) | I023972 | SSRVRACS | A | Test2765 | 2809 | C | NOS.
3MG08004AA:ALCATEL-LUCENT 8001 DESKPHONE | I023976 | OTELEEQ | A | Test2766 | 2810 | C | NOS.
3BA03215AA:GENERIC POWER CORD | I023995 | SPABXOTH | A | Test2767 | 2811 | C | NOS.
3EH75001AB:MOUNTING KIT FOR RACK 3(SP200) | I023996 | SPABXOTH | A | Test2768 | 2812 | C | NOS.
3EH76034AA:BLIND SLOT STIFFNER (X1) | I023997 | SPABXOTH | A | Test2769 | 2813 | C | NOS.
3BA00743AA:CS-2 CPU BOARD‚ TWO RACKS MODULE 3‚230VAC(SP200) | I023998 | SPABXOTH | A | Test2770 | 2814 | C | NOS.
3MG27111WW:8068 PREMIUM DESKPHONE INT(SP200) | I023999 | SPABXOTH | A | Test2771 | 2815 | C | NOS.
3EU27009AA:UP TO 4XV24 ACCESSES OVER IP (230V) (SP200) | I024000 | SPABXOTH | A | Test2772 | 2816 | C | NOS.
3EH73013AB:SLANX4 CARD(MS026) | I024002 | SPABXSPR | A | Test2773 | 2817 | C | NOS.
3EH73086AB:CALL SERVER 1GB BOARD (CS-2)(MS026) | I024003 | SPABXSPR | A | Test2774 | 2818 | C | NOS.
3EH76031AD:SATA HARD DISK FOR CS-2(MS026) | I024004 | SPABXSPR | A | Test2775 | 2819 | C | NOS.
3MG27101WW:8038 PREMIUM DESKPHONE INT(MS026) | I024005 | SPABXSPR | A | Test2776 | 2820 | C | NOS.
3EH73005AC DIGITAL INTERFACES UAI8 BOARD(MS027) | I024024 | SPABXOTH | A | Test2777 | 2821 | C | NOS.
3EH73031AE ANALOG TRUNK APA8 BOARD(MS027) | I024025 | SPABXOTH | A | Test2778 | 2822 | C | NOS.
3EH73031BE ANALOG TRUNK APA4 BOARD(MS027) | I024026 | SPABXOTH | A | Test2779 | 2823 | C | NOS.
3EH73092AB ANALOG INTERFACES SLI16-2 BOARD(MS027) | I024027 | SPABXOTH | A | Test2780 | 2824 | C | NOS.
3BA03215AA GENERIC POWER CORD(MS027) | I024028 | SPABXOTH | A | Test2781 | 2825 | C | NOS.
3EH75001AB MR3 MOUNTING KIT(MS027) | I024029 | SPABXOTH | A | Test2782 | 2826 | C | NOS.
3EH76034AA BLIND SLOT STIFFENER(MS027) | I024030 | SPABXOTH | A | Test2783 | 2827 | C | NOS.
3BA00742AA OMNIPCX ENTERPRISE*80 CS-2/MR3 230V(MS027) | I024031 | SPABXOTH | A | Test2784 | 2828 | C | NOS.
3BA00751AA IP MEDIA GATEWAY* MR3 230V(MS027) | I024032 | SPABXOTH | A | Test2785 | 2829 | C | NOS.
3MG27100WW 8028 PREMIUM DESKPHONE INT(MS027) | I024033 | SPABXOTH | A | Test2786 | 2830 | C | NOS.
3MG27101WW 8038 PREMIUM DESKPHONE INT(MS027) | I024034 | SPABXOTH | A | Test2787 | 2831 | C | NOS.
3MG27104WW 8039 PREMIUM DESKPHONE INT(MS027) | I024035 | SPABXOTH | A | Test2788 | 2832 | C | NOS.
JG314A:HP 5500 8 PORT SFP MODULE(SL104) | I024047 | SOPFIBRNTWK | A | Test2789 | 2833 | C | NOS.
3BA23124AA: ISAB2 CARD: BUS CARD BETWEEN CPU & IO2N BOARDS | I024049 | SPABXSPR | A | Test2790 | 2834 | C | NOS.
3BA23190AB: IO2N BOARD: BOARD FOR 60 SYSTEM B CHANNELS (V120 | I024050 | SPABXSPR | A | Test2791 | 2835 | C | NOS.
3BA23275AB: ARMADA DAUGHTER BOARD FOR 30 ADDNL COMPRESS PATH | I024051 | SPABXSPR | A | Test2792 | 2836 | C | NOS.
DELL 16 GB MEMORY MODULE- DDR4 PC4-17000 P/N:A7945660 | I024078 | CSRVRACS | A | Test2793 | 2837 | C | NOS.
1.2TB 6GB SAS 10K SFF DP ENT HDD | I024083 | CSRVRACS | A | Test2794 | 2838 | C | NOS.
PATCH CORD LC/PC-LC/PC (SM) 10MTR | I024087 | OINSTMAT | A | Test2795 | 2839 | C | NOS.
OFFICE TABLE | I024089 | CFURNITURE | A | Test2796 | 2840 | C | NOS.
POLE MOUNT LCD ARM BOLT MOUNTING | I024090 | CFURNITURE | A | Test2797 | 2841 | C | NOS.
3EH08611AA:ALCATEL-LUCENT OMNIPCX OFFICE RCE LARGE - 220V | I024091 | SPABXOTH | A | Test2798 | 2842 | C | NOS.
3EH73005AD:REFLEXES INTERFACES BOARD - 4 UA INTERFACES | I024092 | SPABXOTH | A | Test2799 | 2843 | C | NOS.
3EH73031AE:APA8 ANALOG TRUNK ACCESS BOARD FOR 8 TRUNK LINES | I024093 | SPABXOTH | A | Test2800 | 2844 | C | NOS.
3EH75001AB: MR3 MOUNTING KIT | I024094 | SPABXOTH | A | Test2801 | 2845 | C | NOS.
3BA00776BC:ANALOG INTERFACES BOARD SLI16-2 | I024095 | SPABXOTH | A | Test2802 | 2846 | C | NOS.
MSI N210-MD1G/D3 GEFORCE 210 1GB 64BIT DDR3 PCI EXPRESS 2.0 | I024096 | CSRVRACS | A | Test2803 | 2847 | C | NOS.
DS-C9148S-D12P8K9:MDS9148S 16G FC SWITCH W/12ACTIVE P+8G SW | I024103 | CSRVRACS | A | Test2804 | 2848 | C | NOS.
WS-C3650-48TD-S:CISCO CATALYST 3650 48 PORT DATA 2X10G UPLNK | I024104 | CSRVRACS | A | Test2805 | 2849 | C | NOS.
LBB3316/05, F.01U.507.663: EXTENSION CABLE ASSY 5M | I024105 | SPABXIMAT | A | Test2806 | 2850 | C | nos.
SELF TAPPING SCREWS WOOD WITH BONDED WASHER 3" | I024107 | CMISC | A | Test2807 | 2851 | C | nos.
SC1500I:APC SMART-UPS SC,865W/1500VA,230V TOWER UPS(MS022) | I024111 | SSRVRACS | A | Test2808 | 2852 | C | NOS.
IPHONE 6S – SPACE GRAY 16GB | I024112 | OMOBHSET | A | Test2809 | 2853 | C | NOS.
GXV3240_IP MULTIMEDIA PHONE W/ 4.3" LCD | I024134 | OCRITICAL-ITEMS | A | Test2810 | 2854 | C | NOS.
GXV3275_IP MULTIMEDIA PHONE W/ 7" TOUCH LCD | I024135 | OCRITICAL-ITEMS | A | Test2811 | 2855 | C | NOS.
DELL OPTIPLEX 3020 MT COMPUTER SYSTEM | I024138 | SPCSYSTM | A | Test2812 | 2856 | C | NOS.
DELL POWEREDGE R730 SERVER | I024143 | CSRVRS | A | Test2813 | 2857 | C | nos.
DELL NETWORKING N2024P, L2, POE+, 24X 1GBE + 2X 10GBE | I024144 | COPFIBRNTWK | A | Test2814 | 2858 | C | nos.
4TB 7.2K RPM NEAR-LINE SAS 6GBPS 3.5IN HOT-PLUG HDD DRIVE | I024145 | CSRVRACS | A | Test2815 | 2859 | C | nos.
CAT6 PATCH PANEL WITH KEYSTONE | I024146 | COPFIBRNTWK | A | Test2816 | 2860 | C | nos.
2U CABLE MANAGER METAL | I024147 | CINSTMAT | A | Test2817 | 2861 | C | nos.
1U CABLE MANAGER METAL | I024148 | CMISC | A | Test2818 | 2862 | C | nos.
100KW CRAC SYSTEM | I024150 | CACNSPR | A | Test2819 | 2863 | C | nos.
FROST-BYTE FAN TILE WITH GRATE | I024151 | CINSTMAT | A | Test2820 | 2864 | C | NOS.
POLARFLEX BLANKING PANEL, 42U PER SHEET, UL94 V-0 RATED, 10 | I024152 | CMISC | A | Test2821 | 2865 | C | NOS.
POLARSNAP METAL TOOL-LESS BLANKING PANEL, 2U, BLACK, BOX OF | I024153 | CMISC | A | Test2822 | 2866 | C | NOS.
POLARDAM AIR DAM FOAM, 2"THK X 24" X 24" SHEET, PERFORATED A | I024154 | CMISC | A | Test2823 | 2867 | C | NOS.
POLARSNAP METAL TOOL-LESS BLANKING PANEL, 1U, BLACK, BOX OF | I024155 | cmISC | A | Test2824 | 2868 | C | nOS.
126KW UPS (3 X 42KW MODULES WITHIN 252KW CABINET) | I024156 | CMAINTSP | A | Test2825 | 2869 | C | nOS.
EXTERNAL MAINTENANCE BYPASS SWITCH FOR 252KW CABINET | I024157 | CPWR SYSTEM | A | Test2826 | 2870 | C | nOS.
42U FLOOR CABINET 19" 1000MM DEPTH (SL105) | I024158 | SSRVRKS | A | Test2827 | 2871 | C | nOS.
1UDC S1INCLLVD:1U 19"SHELF HLDING>-2 RECTFR&SYS CNTRL(SL105) | I024159 | ssRVRKS | A | Test2828 | 2872 | C | nOS.
1UDC 48VDC 33A 96% (EE): RECTIFIER (SL105) | I024160 | SRECTSP | A | Test2829 | 2873 | C | nOS.
SC1UDC+NET:SYSTEM CONTROLLER WITH SNMP/WEB COMM BOARD(SL105) | I024161 | srECTSP | A | Test2830 | 2874 | C | nOS.
ZNID-GPON-2645P-UK:GPON ONT, INDOOR, 4 POTS, 4 GE (SL105) | I024162 | SWIFIEQUIP | A | Test2831 | 2875 | C | NOS.
ZNID-GPON-2625P-UK:GPON ONT, INDOOR, 2 POTS, 4 GE (SL105) | I024163 | SWIFIEQUIP | A | Test2832 | 2876 | C | NOS.
MXK-CHASSIS-319:MXK 3U, CHASSIS WITH INTEGRATED, (SL105) | I024164 | SWIFIEQUIP | A | Test2833 | 2877 | C | NOS.
MXK-GPONX8-IO:MXK LINE CARD WITH 8 PORTS OF GPON SFP (SL105) | I024165 | SWIFIEQUIP | A | Test2834 | 2878 | C | NOS.
MXK-UPLINK-6X1GE-CLK: MXK UPLINK WITH 6X1G ETHERNET (SL105) | I024166 | SWIFIEQUIP | A | Test2835 | 2879 | C | NOS.
6 SFP-FE/GE-TP-RJ45: SFP FE/GE TP (100/1000MBPS) (SL1050) | I024167 | SWIFIEQUIP | A | Test2836 | 2880 | C | NOS.
MXK-GPON-SFP-B+-RSSI: MXK GPON SFP B+ OPTICS, SUPPORTS(SL105 | I024168 | SWIFIEQUIP | A | Test2837 | 2881 | C | NOS.
MXK-UPLINK-BLANK: BLANK SLOT FILLER FOR MXK UPLINK (SL105) | I024169 | SWIFIEQUIP | A | Test2838 | 2882 | C | NOS.
MXK-BLANK-ENDPANEL: BLANK END PANELS TO COVER UNUSED (SL105) | I024170 | SWIFIEQUIP | A | Test2839 | 2883 | C | NOS.
ZPON-SPLT-CHASSIS-4U-12LGX: PON SPLITTERS/WDM (SL105) | I024173 | SWIFIEQUIP | A | Test2840 | 2884 | C | NOS.
ZPON-WDM-2XSC/APC-1LGX: TRI-WAVE DOUBLE WDM COMBINER (SL105) | I024174 | SWIFIEQUIP | A | Test2841 | 2885 | C | NOS.
ZPON-SPLT-1X2-SC/APC-1LGX: PON SPLITTERS 1X2 SC/APC (SL105) | I024175 | SWIFIEQUIP | A | Test2842 | 2886 | C | NOS.
ZPON-SPLT-1X4-SC/APC-1LGX: PON SPLITTERS 1X4 SC/APC (SL105) | I024176 | SWIFIEQUIP | A | Test2843 | 2887 | C | NOS.
ZPON-SPLT-1X8-SC/APC-1LGX: PON SPLITTERS 1X8 SC/APC (SL105) | I024177 | SWIFIEQUIP | A | Test2844 | 2888 | C | NOS.
ZPON-SPLT-1X16-SC/APC-2LGX: PON SPLITTERS 1X16 SC/APC(SL105) | I024178 | SWIFIEQUIP | A | Test2845 | 2889 | C | NOS.
ZPON-JMPR-SC/APC-SC/UPC-SM-10M: PON FIBER JUMPER CABLE(SL105 | I024179 | SWIFIEQUIP | A | Test2846 | 2890 | C | NOS.
ZPON-JMPR-SC/APC-SC/APC-SM-3M:PON FIBER JUMPER CABLE (SL105 | I024180 | SWIFIEQUIP | A | Test2847 | 2891 | C | NOS.
HP MSA 2040 SAN STORAGE. | I024181 | CSRVRACS | A | Test2848 | 2892 | C | nos.
APC AP7723: RACK-MOUNT TRANSFER | I024182 | CPWR SYSTEM | A | Test2849 | 2893 | C | Nos.
12C/24C FIBER OPTIC PATCH PANEL WITHOUT FRONT PANEL | I024183 | OINSTMAT | A | Test2850 | 2894 | C | NOS.
12 PORT FIBER OPTIC FRONT PANEL SC SIMPLEX | I024184 | OINSTMAT | A | Test2851 | 2895 | C | NOS.
12S FUSION SPLICER | I024186 | CTOOLS | A | Test2852 | 2896 | C | NOS.
AFL CT06 CLEAVER | I024187 | CTOOLS | A | Test2853 | 2897 | C | NOS.
COTTON GLOVES | I024188 | CMISC | A | Test2854 | 2898 | C | NOS.
PLYWOOD 9MM | I024189 | CSITEMAINT | A | Test2855 | 2899 | C | NOS.
UNIBOX 3 (EXTERNAL DP 100PAIR) | I024190 | OINSTMAT | A | Test2856 | 2900 | C | NOS.
601-06306314-109/10:DUPLEX LC/LC OM3 2.8MM AQUA LSZH 10M | I024191 | CINSTMAT | A | Test2857 | 2901 | C | NOS.
601-06906303-109/10:DUPLEX LC/LC 9/125 UPC 2.8MM YELLOW LSZH | I024192 | CINSTMAT | A | Test2858 | 2902 | C | NOS.
ABB MCB SH201T- C 10A IP | I024194 | CPWR SYSTEM | A | Test2859 | 2903 | C | NOS.
ABB MCB SH201T- C 6A IP - | I024195 | CPWR SYSTEM | A | Test2860 | 2904 | C | NOS.
ABB SOCKET SWITCH 13A 2GANG CS0213 | I024196 | CPWR SYSTEM | A | Test2861 | 2905 | C | NOS.
ABB SWITCH 10AX CSW201,2G,1W - | I024197 | CPWR SYSTEM | A | Test2862 | 2906 | C | NOS.
ELECTRIC CABLE 1C X 2.5MM X 100MTR - BLACK | I024198 | CMISC | A | Test2863 | 2907 | C | Roll
ELECTRIC CABLE 1C X 2.5MM X 100 MTR - YELLOW | I024199 | CMISC | A | Test2864 | 2908 | C | Roll
ELECTRIC CABLE 1C X 2.5MM X 100MTR - G/Y | I024200 | CMISC | A | Test2865 | 2909 | C | Roll
ELECTRIC CABLE 1C X 2.5MM X 100MTR - RED | I024201 | CMISC | A | Test2866 | 2910 | C | Roll
LINK MCB BOX 28WAY - | I024202 | CPWR SYSTEM | A | Test2867 | 2911 | C | NOS.
TRILIF BS SOCKET OUTLET 15A 1GANG SW+NEON | I024203 | CPWR SYSTEM | A | Test2868 | 2912 | C | NOS.
WALL MOUNTING BOX 3"X 6"- DOUBLE | I024204 | CMISC | A | Test2869 | 2913 | C | NOS.
ANDROID TV BOX | I024206 | CMISC | A | Test2870 | 2914 | C | NOS.
SG500-52P-K9-NA:GIGABIT POE STACKABLE MANAGED SWITCH | I024211 | CMODROUT | A | Test2871 | 2915 | C | NOS.
AIR-CAP2602I-A-K9:CISCO AIRONET 2702I CONTROLLED BASED | I024212 | CMISC | A | Test2872 | 2916 | C | NOS.
SUPPLY OF 6MM DIAMETER 7 X 19 STAINLESS STEEL ROPE | I024213 | CANTMAST | A | Test2873 | 2917 | C | Mtr
16MM STAINLESS STEEL EYE THIMBLE | I024214 | CANTMAST | A | Test2874 | 2918 | C | NOS.
EB265 ELECTRIC DEADBOLT LOCK WITH CYLINDER | I024215 | CSITEMAINT | A | Test2875 | 2919 | C | NOS.
DOOR LOOP(S.S) | I024216 | CSITEMAINT | A | Test2876 | 2920 | C | NOS.
EXIT BUTTON PLASTIC W/PUSH TO EXIT SIGN | I024217 | CSITEMAINT | A | Test2877 | 2921 | C | NOS.
P.S.U DIN6 100-240 VSC/18VDC-1.5A | I024218 | CSITEMAINT | A | Test2878 | 2922 | C | NOS.
ELECTRIC CABLE 1C X 35MM2 | I024221 | CLINPLNT | A | Test2879 | 2923 | C | Mtr
2 GANG SWITCHES | I024223 | OINSTMAT | A | Test2880 | 2924 | C | NOS.
1 GANG SWITCHES | I024224 | OINSTMAT | A | Test2881 | 2925 | C | NOS.
EGRD34:GROUND ROD DRIVER | I024232 | CLGTSPSP | A | Test2882 | 2926 | C | NOS.
601-06306314-109/3:DUPLEX LC/LC OM3 2.8MM AQUA LSZH 3M | I024233 | CINSTMAT | A | Test2883 | 2927 | C | NOS.
601-06906303-109/3:DUPLEX LC/LC 9/125 UPC 2.8MM YLW LSZH 3M | I024234 | CINSTMAT | A | Test2884 | 2928 | C | NOS.
NL-PB-KIT P1:1XP12K PROBE@1GBPS-INTERNAL PCI EXPRESS PROBE K | I024235 | CMOBSWEQ | A | Test2885 | 2929 | C | NOS.
NL-PB-KIT P7:1XP13K PROBE@10GBPS-INTERNAL PCI EXPRESS PROBE | I024236 | CMOBSWEQ | A | Test2886 | 2930 | C | NOS.
NL-INST P2:CP OPTICAL SPLITTERS MODULE(UP TO4BD LINK) | I024237 | CMOBSWEQ | A | Test2887 | 2931 | C | NOS.
NL-INST P4:ELECTRICAL LANTAP(TX/LX CONVERTER) | I024238 | CMOBSWEQ | A | Test2888 | 2932 | C | NOS.
NL-INST P7:UTP ORGANIZER(13089) | I024239 | CMOBSWEQ | A | Test2889 | 2933 | C | NOS.
NL-INST P8:F.O. ORGANIZER(BLACK BOX W/24 LC PORTS) | I024240 | CMOBSWEQ | A | Test2890 | 2934 | C | NOS.
NL-INST P9:CONNECTION BOX | I024241 | CMOBSWEQ | A | Test2891 | 2935 | C | NOS.
DELL POWEREDGE R320 SERVER | I024246 | CSRVRS | A | Test2892 | 2936 | C | NOS.
SHIM P/N: 61A4557750 (T:0.40MM) | I024247 | OENGSPARES | A | Test2893 | 2937 | C | NOS.
O-RING P/N: 9321064488 | I024251 | OENGSPARES | A | Test2894 | 2938 | C | NOS.
POLARFLEX PUSH RIVETS P/N:PDBPRIVT50(BAG OF 50) | I024252 | CPWR SYSTEM | A | Test2895 | 2939 | C | NOS.
CAT6 UTP PATCH CORD 2M (GREY) (AMP) | I024259 | SINSTMAT | A | Test2896 | 2940 | C | NOS.
CAT6 PATCH PANNEL 24 PORT (AMP) | I024260 | SINSTMAT | A | Test2897 | 2941 | C | NOS.
CABLE MANAGEMENT 2U (AMP) | I024261 | SINSTMAT | A | Test2898 | 2942 | C | NOS.
CAT6 UTP PATCH CORD 2M (BLUE) (AMP) | I024262 | SINSTMAT | A | Test2899 | 2943 | C | NOS.
3EH73092AB:ANALOG SLI16-2 BOARD | I024265 | OPABXIMAT | A | Test2900 | 2944 | C | NOS.
1CX16MM GROUND CABLE GREEN | I024272 | CLGTSPSP | A | Test2901 | 2945 | C | Roll
1CX10MM GROUND CABLE GREEN | I024273 | CLGTSPSP | A | Test2902 | 2946 | C | Roll
SLIM TOWER 27M BOTTOM EXTENSION | I024277 | CANTMAST | A | Test2903 | 2947 | C | NOS.
ANALOG MIXED BOARD AMIX4/4/8-1 P/N:3EH73061AC | I024292 | SPABXSPR | A | Test2904 | 2948 | C | NOS.
3EH73092AC: ANALOG INTERFACES SLI8-2 BOARD | I024293 | SPABXSPR | A | Test2905 | 2949 | C | NOS.
3BA00758AA PACK INCL.1 GA3 BOARD/1 ADDTNL ARMADA BOARD(SL104 | I024294 | SPABXSPR | A | Test2906 | 2950 | C | NOS.
3BA23275AB ARMADA DAUGHTER BRD/30 ADDTNL COMP.PATHES(SL104) | I024295 | SPABXSPR | A | Test2907 | 2951 | C | NOS.
3EH73031AE APA8 ANALOG TRUNK ACCSS BOARD/8 TRUNK LINES(SL104 | I024296 | SPABXSPR | A | Test2908 | 2952 | C | NOS.
3EH73042AC AFU-1 DAUGHTERCARD/AUXILIARIES CONNCTNS(SL104) | I024297 | SPABXSPR | A | Test2909 | 2953 | C | NOS.
3EH73092AB ANALOG INTERFACES BRD SLI16-2:16ANALOG IFS(SL104) | I024298 | SPABXSPR | A | Test2910 | 2954 | C | NOS.
3EH73092AC ANALOG INTERFACES BOARD SLI8-2 :8ANALOG IFS(SL104 | I024299 | SPABXSPR | A | Test2911 | 2955 | C | NOS.
3BA00728AA ALCATEL-LU OMNIPCX ENTERPRISE IP MEDIA SRVR(SL104 | I024300 | SPABXSPR | A | Test2912 | 2956 | C | NOS.
3BA03215AA GENERIC POWER CORD(SL104 | I024301 | SPABXSPR | A | Test2913 | 2957 | C | NOS.
3EH75001AB MOUNTING KIT FOR RACK 3(SL104) | I024302 | SPABXSPR | A | Test2914 | 2958 | C | NOS.
3EH75007AA MOUNTING KIT FOR RACK 1(SL104) | I024303 | SPABXSPR | A | Test2915 | 2959 | C | NOS.
3EH76034AA BLIND SLOT STIFFNER (X1) (SL104) | I024304 | SPABXSPR | A | Test2916 | 2960 | C | NOS.
3BA00745AA COM SERVER SW>500USERS‚CS2CPU BRD‚3RACK MOD(SL104 | I024305 | SPABXSPR | A | Test2917 | 2961 | C | NOS.
3BA00751AA ALCATEL IP MEDIA GTWAY CAB(MR3)230PWR SPPLY(SL104 | I024306 | SPABXSPR | A | Test2918 | 2962 | C | NOS.
3BA00757AA ALCATEL-LUCENT IP REMOTE UNIT X-IP/IP USERS(SL104 | I024307 | SPABXSPR | A | Test2919 | 2963 | C | NOS.
3MG27101WW 8038 PREMIUM DESKPHONE INT(SL104) | I024308 | SPABXSPR | A | Test2920 | 2964 | C | NOS.
3MG27111WW 8068 PREMIUM DESKPHONE INT(SL104) | I024309 | SPABXSPR | A | Test2921 | 2965 | C | NOS.
3EU27009AA UP TO 4XV24 ACCESSES OVER IP (230V) (SL104) | I024310 | SPABXSPR | A | Test2922 | 2966 | C | NOS.
3MG27006RW 48V PWR SUPPLY (X4)COMP/MY IC PHONE 8082(SL104) | I024311 | SPABXSPR | A | Test2923 | 2967 | C | NOS.
CPDOT0301:POWER CABLE 3.0M,1.0MM2(2*OT1-4)(18UL1007BL+18UL10 | I024316 | CMOBSWEQ | A | Test2924 | 2968 | C | NOS.
EBP561X01:MA561X BLANK PANEL | I024317 | CMOBSWEQ | A | Test2925 | 2969 | C | NOS.
H83MMATKITCM:SITE MATERIAL KIT(INCL.PGND CBL &OTHER MATERIAL | I024318 | CMOBSWEQ | A | Test2926 | 2970 | C | NOS.
SUN-DC240-2-LSZH-F:FIBER OPTIC CABLE | I024320 | COPFIBRNTWK | A | Test2927 | 2971 | C | Mtr
SUN-TK300C:FIBER OPTIC TOOL KIT | I024321 | COPFIBRNTWK | A | Test2928 | 2972 | C | Set
SUN-TK100S:FIBER OPTIC TOOL KIT | I024322 | COPFIBRNTWK | A | Test2929 | 2973 | C | Set
SUN-ODN-J:FTTH TERMINAL BOX | I024330 | COPFIBRNTWK | A | Test2930 | 2974 | C | NOS.
SUN-ODN-JZ24-G: FTTH TERMINAL BOX | I024331 | COPFIBRNTWK | A | Test2931 | 2975 | C | NOS.
SUN-PLC108-900L1-SC-M: PLC SPLITTER | I024332 | COPFIBRNTWK | A | Test2932 | 2976 | C | NOS.
SUN-PLC116-900L1-SC-M: PLC SPLITTER | I024333 | COPFIBRNTWK | A | Test2933 | 2977 | C | NOS.
SC4020 10GB ISCSI - 4 PORTS | I024334 | CSRVRACS | A | Test2934 | 2978 | C | NOS.
DELL NETWORKING N4032F,24X 10GBE SFP+PORTS,1X MODULAR BAY | I024335 | CSRVRACS | A | Test2935 | 2979 | C | NOS.
DUAL BAND ANTENNA SYSTEM FOR 2 SECTORS | I024339 | CANTMAST | A | Test2936 | 2980 | C | NOS.
DUAL BAND ANTENNA SYSTEM FOR 3 SECTORS | I024340 | CANTMAST | A | Test2937 | 2981 | C | NOS.
TP5000 GRANDMASTER INCL. IMC W/ INTEG. GPS | I024341 | CMISC | A | Test2938 | 2982 | C | NOS.
TP5000 QUARTZ IOC CARD | I024342 | CMISC | A | Test2939 | 2983 | C | NOS.
GPS ANTENNA RECEIVER AND CABLE UP TO 70M | I024343 | CMISC | A | Test2940 | 2984 | C | NOS.
PATCH CORD ETHERNET CAT6 1MTR BLUE | I024344 | OCRITICAL-ITEMS | A | Test2941 | 2985 | C | NOS.
PATCH CORD ETHERNET CAT6 1MTR BLACK | I024345 | OCRITICAL-ITEMS | A | Test2942 | 2986 | C | NOS.
PATCH CORD ETHERNET CAT6 2MTR BLUE | I024346 | OCRITICAL-ITEMS | A | Test2943 | 2987 | C | NOS.
PATCH CORD ETHERNET CAT6 2MTR BLACK | I024347 | OCRITICAL-ITEMS | A | Test2944 | 2988 | C | NOS.
PATCH CORD ETHERNET CAT6 0.5MTR BLUE | I024348 | OCRITICAL-ITEMS | A | Test2945 | 2989 | C | NOS.
PATCH CORD ETHERNET CAT6 0.5MTR BLACK | I024349 | OCRITICAL-ITEMS | A | Test2946 | 2990 | C | NOS.
FIBER PATCH CORD LC LC(SM)10MX6 | I024350 | COPFIBRNTWK | A | Test2947 | 2991 | C | NOS.
DRILL BIT 15MM | I024351 | CTOOLS | A | Test2948 | 2992 | C | NOS.
DRILL BIT 17MM | I024352 | CTOOLS | A | Test2949 | 2993 | C | NOS.
REDUCED SHANK DRILL 3/8 | I024353 | CTOOLS | A | Test2950 | 2994 | C | NOS.
TOYS | I024354 | OMISC | A | Test2951 | 2995 | C | NOS.
SUN-ODB-OD2BS-72SC: FIBER OPTIC TERMINAL BOX(SL105) | I024356 | SOPFIBRNTWK | A | Test2952 | 2996 | C | NOS.
SUN-ASC-AD: FIBER OPTIC ADAPTOR(SL105) | I024357 | SOPFIBRNTWK | A | Test2953 | 2997 | C | NOS.
SUN-ASC-1M-SM-SX-0.9P: FIBER OPTIC PIGTAIL(SL105) | I024358 | SOPFIBRNTWK | A | Test2954 | 2998 | C | NOS.
SUN-PLC108-2L1.5-ASC-C: PLC SPLITTER(SL105) | I024359 | SOPFIBRNTWK | A | Test2955 | 2999 | C | NOS.
SUN-PLC116-2L1.5-ASC-C: PLC SPLITTER(SL105) | I024360 | SOPFIBRNTWK | A | Test2956 | 3000 | C | NOS.
SUN-PLC132-2L1.5-ASC-C: PLC SPLITTER(SL105) | I024361 | SOPFIBRNTWK | A | Test2957 | 3001 | C | NOS.
SUN-ASC-1M-ASCSM-SX-2P: FIBER OPTIC PATCHCORD(SL105) | I024362 | SOPFIBRNTWK | A | Test2958 | 3002 | C | NOS.
SUN-ODB-RM2C-48SC: FIBER OPTIC TERMINAL BOX(SL105) | I024363 | SOPFIBRNTWK | A | Test2959 | 3003 | C | NOS.
SUN-CATV-T15D18-E: CATV OPTICAL TRANSMITTER(SL105) | I024364 | SOPFIBRNTWK | A | Test2960 | 3004 | C | NOS.
SUN-CATV-T15D02-AC: CATV OPTICAL TRANSMITTER(SL105) | I024365 | SOPFIBRNTWK | A | Test2961 | 3005 | C | NOS.
SUN EDFA 30 -P8: ERBIUM-DOPED FIBER AMPLIFIER(SL105) | I024366 | SOPFIBRNTWK | A | Test2962 | 3006 | C | NOS.
Q-SYSTEM PRINTER | I024367 | CMISC | A | Test2963 | 3007 | C | NOS.
HIGH PERFORMANCE 48V/DC TO 220V/AC50HZ 600W INVERTER | I024371 | OPWR SYSTEM | A | Test2964 | 3008 | C | NOS.
AJ816A - HP STORAGEWORKS 1/8 G2 LTO-4 ULTRIUM 1760 SCSI AUTO | I024374 | CSRVRACS | A | Test2965 | 3009 | C | nos.
NE-AG-3546(SL105) | I024382 | SINSTMAT | A | Test2966 | 3010 | C | NOS.
12 CORE SPLICING TRAY WT-3122(SL105) | I024383 | SINSTMAT | A | Test2967 | 3011 | C | NOS.
42U SERVER RACK WIDTH X DEPTH 600X1000MM BLACK | I024384 | SSRVRKS | A | Test2968 | 3012 | C | NOS.
CABLE MANAGEMENT PANEL 2U | I024385 | SSRVRKS | A | Test2969 | 3013 | C | NOS.
24 PORT CAT6 PATCH PANEL WITH CABLE MANAGEMENT(DUAL IDC) | I024386 | SSRVRACS | A | Test2970 | 3014 | C | NOS.
3EH73005AC:DIGITAL INTERFACES UAI8 BOARD | I024387 | SPABXSPR | A | Test2971 | 3015 | C | NOS.
3EH73050AB:DIGITAL INTERFACES UAI16-1 BOARD | I024388 | SPABXSPR | A | Test2972 | 3016 | C | NOS.
3BA00751AA:IP MEDIA GATEWAY* MR3 230V | I024389 | SPABXSPR | A | Test2973 | 3017 | C | NOS.
H831PDIA1:DC POWER INPUT UNIT | I024390 | CPWR SYSTEM | A | Test2974 | 3018 | C | NOS.
FMG-300D:CENTRALIZED MANAGEMENT, LOG AND ANALYSIS APPLIANCE | I024391 | CMODROUT | A | Test2975 | 3019 | C | NOS.
FAC-1000D:IDENTITY MANAGEMENT AND FSSO APPLIANCE | I024395 | CMODROUT | A | Test2976 | 3020 | C | NOS.
FAP-112B-N :OUTDOOR/INDOOR WIRELESS AP | I024397 | CMODROUT | A | Test2977 | 3021 | C | NOS.
FAP-221B-N :INDOOR WIRELESS AP | I024399 | CMODROUT | A | Test2978 | 3022 | C | NOS.
WS-C2960XR-24PD-I:CATALYST 2960-XR24 GIGE POE 370W(SL107) | I024401 | SSRVRACS | A | Test2979 | 3023 | C | NOS.
CON-SNT-WSC296PD:SNTC-8X5XNBD CATALYST 2960-XR 24(SL107) | I024402 | SSRVRACS | A | Test2980 | 3024 | C | NOS.
CAB-TA-UK:UK AC TYPE A POWER CABLE(SL107) | I024403 | SSRVRACS | A | Test2981 | 3025 | C | NOS.
CAB-CONSOLE-USB:CONSOLE CABLE 6FT/USB TYPE A & MINI-B(SL107) | I024404 | SSRVRACS | A | Test2982 | 3026 | C | NOS.
A0020-015-001-001-001-1: ADVANCED QOS MODULE (IG 4200)(SL107 | I024406 | SMODROUT | A | Test2983 | 3027 | C | NOS.
A0020-012-001-001-001-1:VOLUME CONTROL MODULE(IG 4200(SL107) | I024407 | SMODROUT | A | Test2984 | 3028 | C | NOS.
A0020-014-001-001-001-1:LAWFUL INTERCEPT MODUL(IG 4200SL107) | I024408 | SMODROUT | A | Test2985 | 3029 | C | NOS.
A0020-016-001-001-001-1:MULTI-WAN MODULE (IG 4200) (SL107) | I024409 | SMODROUT | A | Test2986 | 3030 | C | NOS.
A0022-001-001-001-001-1:ACCOUNT PRINTER (AP 2100) (SL107) | I024411 | SPRNTRS | A | Test2987 | 3031 | C | NOS.
A0022-001-001-001-001-1:ACCOUNT PRINTER AP2100 | I024418 | SPRNTRS | A | Test2988 | 3032 | C | NOS.
901-R700-WW00:ZONEFLEX R700 DUAL-BAND WIRELESS ACCSS P(SL107 | I024423 | SWIFIEQUIP | A | Test2989 | 3033 | C | NOS.
902-0100-0000:MOUNTING BRACKET FOR R700 & 7982(SL107) | I024424 | SWIFIEQUIP | A | Test2990 | 3034 | C | NOS.
902-0162-UK00:SPARES OF POWER OVER ETHERNET(POE)ADPTR(SL107) | I024425 | SWIFIEQUIP | A | Test2991 | 3035 | C | NOS.
901-T300-WW01:ZONEFLEX T300,OMNI,& OUTDOOR ACCES POINT(SL107 | I024426 | SWIFIEQUIP | A | Test2992 | 3036 | C | NOS.
J9821A:HP 5406R ZL2 SWITCH(SL106) | I024429 | SMODROUT | A | Test2993 | 3037 | C | NOS.
J9829A:HP 5400R 1100W POE+ ZL2 POWER SUPPLY(SL106) | I024430 | SMODROUT | A | Test2994 | 3038 | C | NOS.
J9987A:HP 24P 10/100/1000BASE-T V3 ZL2 MOD(SL106) | I024431 | SMODROUT | A | Test2995 | 3039 | C | NOS.
J9988A:HP 24P 1GBE SFP V3 ZL2 MOD(SL106) | I024432 | SMODROUT | A | Test2996 | 3040 | C | NOS.
U4832E:HP NETWORKS 54XX/82XX ZL STARTUP SVC FOR J9821A(SL106 | I024433 | SMODROUT | A | Test2997 | 3041 | C | NOS.
J9627A:HP 2620-48-POE+ SWITCH(SL106) | I024434 | SMODROUT | A | Test2998 | 3042 | C | NOS.
J9625A:HP 2620-24-POE+ SWITCH(SL106) | I024435 | SMODROUT | A | Test2999 | 3043 | C | NOS.
J4859C:HP X121 1G SFP LC LX TRANSCEIVER(SL106) | I024436 | SMODROUT | A | Test3000 | 3044 | C | NOS.
SUN-CATV-T15D18-E: CATV OPTICAL TRANSMITTER(SL106) | I024437 | SOPFIBRNTWK | A | Test3001 | 3045 | C | NOS.
SUN-CATV-T15D02-AC: CATV OPTICAL TRANSMITTER(SL106) | I024438 | SOPFIBRNTWK | A | Test3002 | 3046 | C | NOS.
SUN EDFA 30 -P8: ERBIUM-DOPED FIBER AMPLIFIER(SL106) | I024439 | SOPFIBRNTWK | A | Test3003 | 3047 | C | NOS.
SUN-ODB-OD2BS-72SC: FIBER OPTIC TERMINAL BOX(SL106) | I024440 | SOPFIBRNTWK | A | Test3004 | 3048 | C | NOS.
SUN-ASC-AD: FIBER OPTIC ADAPTOR(SL106) | I024441 | SOPFIBRNTWK | A | Test3005 | 3049 | C | NOS.
SUN-ASC-1M-SM-SX-0.9P: FIBER OPTIC PIGTAIL(SL106) | I024442 | SOPFIBRNTWK | A | Test3006 | 3050 | C | NOS.
SUN-PLC108-2L1.5-ASC-C: PLC SPLITTER(SL106) | I024443 | SOPFIBRNTWK | A | Test3007 | 3051 | C | NOS.
SUN-PLC116-2L1.5-ASC-C: PLC SPLITTER(SL106) | I024444 | SOPFIBRNTWK | A | Test3008 | 3052 | C | NOS.
SUN-PLC132-2L1.5-ASC-C: PLC SPLITTER(SL106) | I024445 | SOPFIBRNTWK | A | Test3009 | 3053 | C | NOS.
SUN-ASC-1M-ASCSM-SX-2P: FIBER OPTIC PATCHCORD(SL106) | I024446 | SOPFIBRNTWK | A | Test3010 | 3054 | C | NOS.
SUN-ODB-RM2C-48SC: FIBER OPTIC TERMINAL BOX(SL106) | I024447 | SOPFIBRNTWK | A | Test3011 | 3055 | C | NOS.
SENDQUICK ENTERA APPLIANCE/1 GSM-USB MODEM,CBL & ANT.(SL107) | I024448 | SMODROUT | A | Test3012 | 3056 | C | NOS.
JTS AUTOMATIC MICROPHONE MIXER (CS-8)(MS022) | I024449 | SMISC | A | Test3013 | 3057 | C | NOS.
CM-602(MS022) | I024450 | SMISC | A | Test3014 | 3058 | C | NOS.
15MTR CABLE FOR CM-602 TO CS-8(MS022) | I024451 | SMISC | A | Test3015 | 3059 | C | NOS.
CCSD-CURD:CONTROL UNIT/DIGITAL ACOUSTIC FEEDBACK SUPPRESSOR | I024452 | OMISC | A | Test3016 | 3060 | C | NOS.
CCSD DL:CCS 1000 CHAIRMAN/ DELEGATE UNIT LONG MICROPHONE | I024453 | OMISC | A | Test3017 | 3061 | C | NOS.
CCSD DL:CCS 1000 DELEGATE UNIT LONG MICROPHONE | I024454 | OMISC | A | Test3018 | 3062 | C | NOS.
LBB4116/05:EXTENSION CABLE ASSY 5M | I024455 | OMISC | A | Test3019 | 3063 | C | NOS.
NRGTEMP:NRGSMART:ACC,TEMP SENSOR,6FT | I024457 | CPWR SYSTEM | A | Test3020 | 3064 | C | NOS.
NRGBDFBISO:NRGSMART:KIT,ISOLATION PAD | I024458 | CPWR SYSTEM | A | Test3021 | 3065 | C | NOS.
DRANCS:SEISMIC ANCHOR KIT | I024459 | CPWR SYSTEM | A | Test3022 | 3066 | C | NOS.
145616:TOOL:HAND SET,HILTI HST 1/2" | I024460 | CPWR SYSTEM | A | Test3023 | 3067 | C | NOS.
NRGBDPCVR:RGSMART:NRGBDP: COVER,CLEAR | I024461 | CPWR SYSTEM | A | Test3024 | 3068 | C | NOS.
118159:100A STANDARD TRIP CIRCUIT BREAKER | I024462 | CPWR SYSTEM | A | Test3025 | 3069 | C | NOS.
118160:60A STANDARD TRIP CIRCUIT BREAKER | I024463 | CPWR SYSTEM | A | Test3026 | 3070 | C | NOS.
116671:30A STANDARD TRIP CIRCUIT BREAKER | I024464 | CPWR SYSTEM | A | Test3027 | 3071 | C | NOS.
115999:15A STANDARD TRIP CIRCUIT BREAKER | I024465 | CPWR SYSTEM | A | Test3028 | 3072 | C | NOS.
NII-410012-V3:INFRARED IP DOME 720P(SL106) | I024468 | SSURVLNCE | A | Test3029 | 3073 | C | NOS.
NDI-410012-V3:INFRARED IP DOME 720P IP66(SL106) | I024471 | SSURVLNCE | A | Test3030 | 3074 | C | NOS.
VDA-WMT-AODOM:EADV LINE OUTDOOR WALL MOUNT(SL106) | I024472 | SSURVLNCE | A | Test3031 | 3075 | C | NOS.
LTC 9213/01:POLE MOUNT ADAPTER(SL106) | I024473 | SSURVLNCE | A | Test3032 | 3076 | C | NOS.
VG4-A-PA2@3:G4 PENDANT ARM W/230VAC WHITE(SL106) | I024474 | SSURVLNCE | A | Test3033 | 3077 | C | NOS.
VG4-A-9541:GEN4 MAST (POLE) MOUNT(SL106) | I024475 | SSURVLNCE | A | Test3034 | 3078 | C | NOS.
DIP-7083-8HD:DIVAR IP 7000 2U 8X3TB(SL106) | I024476 | SSURVLNCE | A | Test3035 | 3079 | C | NOS.
NRGBDFBABCDIRM:NRGSMART:NRGBDFB, 8 NRGBDP,INT RET,W/NRGBT,WI | I024477 | CPWRTOOLS | A | Test3036 | 3080 | C | NOS.
VG5-7130-EPC4:AD IP STARLIGHT 7000 HD 30X PEND CLEAR(SL106) | I024480 | SSURVLNCE | A | Test3037 | 3081 | C | NOS.
3BA00760AA:PACK WITH ONE VOIP ACCESS BOARD(SL110) | I024481 | SPABXSPR | A | Test3038 | 3082 | C | NOS.
3BA03188AA:MAJOR MIGRATION PACK FOR STAND(SL110) | I024482 | SPABXSPR | A | Test3039 | 3083 | C | NOS.
3BA23241AA:GPA2 BOARD:CONF 29‚ DYNAMIC+STATIC(SL110) | I024483 | SPABXSPR | A | Test3040 | 3084 | C | NOS.
3BA27119AA:ACT14 MNT KIT FOR INSTAL IN DATA CAB(SL110) | I024484 | SPABXSPR | A | Test3041 | 3085 | C | NOS.
3BA27121AA:PSAL & 48V DATA CABINET (ACT) CONN KIT(SL110) | I024485 | SPABXSPR | A | Test3042 | 3086 | C | NOS.
3BA56006AA:ACT14 SHELF: SHELF 6U/14 SLOTS(SL110) | I024486 | SPABXSPR | A | Test3043 | 3087 | C | NOS.
3MG27100WW:8028 PREMIUM DESKPHONE INT(SL110) | I024487 | SPABXSPR | A | Test3044 | 3088 | C | NOS.
3MG27101WW:8038 PREMIUM DESKPHONE INT(SL110) | I024488 | SPABXSPR | A | Test3045 | 3089 | C | NOS.
3BA26274AB:POWER SUPPLY 110V/500W - 230V/1000W(SL110) | I024489 | SPABXSPR | A | Test3046 | 3090 | C | NOS.
3MG27006RW-48V POWER SUPPLY REST OF THE WORLD (X4)(SL110) | I024490 | SPABXSPR | A | Test3047 | 3091 | C | NOS.
ZNID-GPON-2427A-UK GPON ONT,INDOOR,2POTS,4 GE,RF,WIFI(SL106) | I024492 | SWIFIEQUIP | A | Test3048 | 3092 | C | NOS.
ZNID-GPON-2424A-UK:INDOOR GPON ONT,4XGE,2XPOTS(SL106) | I024493 | SWIFIEQUIP | A | Test3049 | 3093 | C | NOS.
ZNID-GPON-2608T-UK:INDOOR GPON ONT,0XPOTS,8XGE(SL106) | I024494 | SWIFIEQUIP | A | Test3050 | 3094 | C | NOS.
MXK-198:MXK 8-PORT GPON, 8 FE/GE,-48VDC REQUIRES SFPS(SL106) | I024495 | SWIFIEQUIP | A | Test3051 | 3095 | C | NOS.
XP-AC-SUPPLY:RAPTOR/MALC XP AC PWR SUPPLY,90-264 VAC(SL106) | I024496 | SWIFIEQUIP | A | Test3052 | 3096 | C | NOS.
MXK-GPON-SFP-B+-RSSI:MXK GPON SFP B+OPTIC SUP.DGTL (SL106) | I024497 | SWIFIEQUIP | A | Test3053 | 3097 | C | NOS.
ZPON-JMPR-SC/APC-SC/APC-SM-3M-PON FBR JMPR CBLW/SC/APC(SL106 | I024498 | SWIFIEQUIP | A | Test3054 | 3098 | C | NOS.
ZPON-JMPR-SC/APC-SC/UPC-SM-3M:PON FIBER JUMPER CABLE(SL106) | I024499 | SWIFIEQUIP | A | Test3055 | 3099 | C | NOS.
ZPON-WDM-2XSC/APC-1LGX: TRI-WAVE DOUBLE WDM COMBINER (SL106) | I024500 | SWIFIEQUIP | A | Test3056 | 3100 | C | NOS.
ZPON-SPLT-1X8-SC/APC-1LGX:PON SPLITTERS 1X8 SC/APC CON(SL106 | I024501 | SWIFIEQUIP | A | Test3057 | 3101 | C | NOS.
ZPON-SPLT-1X4-SC/APC-1LGX: PON SPLITTERS 1X4 SC/APC (SL106) | I024502 | SWIFIEQUIP | A | Test3058 | 3102 | C | NOS.
ZPON-SPLT-1X2-SC/APC-1LGX: PON SPLITTERS 1X2 SC/APC (SL106) | I024503 | SWIFIEQUIP | A | Test3059 | 3103 | C | NOS.
ZPON-SPLT-CHASSIS-4U-12LGX: PON SPLITTERS/WDM (SL106) | I024504 | SWIFIEQUIP | A | Test3060 | 3104 | C | NOS.
APC SSMART-UPS C 1000VA LCD 230V | I024506 | SSRVRACS | A | Test3061 | 3105 | C | NOS.
VERTICAL WIRE | I024510 | CFURNITURE | A | Test3062 | 3106 | C | NOS.
MEETING TABLE | I024511 | CFURNITURE | A | Test3063 | 3107 | C | NOS.
BONDHUS 12595 FOLD UP KEY SET | I024512 | OTOOLS | A | Test3064 | 3108 | C | NOS.
M10 335/7 INSULATED DRIVER 7PCS SET | I024513 | OTOOLS | A | Test3065 | 3109 | C | NOS.
M10 GEAR RATCHET LONG COMB WRENCH 10MM | I024514 | OTOOLS | A | Test3066 | 3110 | C | NOS.
M10 GEAR RATCHET LONG COMB WRENCH 13MM | I024515 | OTOOLS | A | Test3067 | 3111 | C | NOS.
M10 GEAR RATCHET LONG COMB WRENCH 17MM | I024516 | OTOOLS | A | Test3068 | 3112 | C | NOS.
M10 GEAR RATCHET LONG COMB WRENCH 19MM | I024517 | OTOOLS | A | Test3069 | 3113 | C | NOS.
M10 GEAR RATCHET LONG COMB WRENCH 21MM | I024518 | OTOOLS | A | Test3070 | 3114 | C | NOS.
M10 GEAR RATCHET LONG COMB WRENCH 8MM | I024519 | OTOOLS | A | Test3071 | 3115 | C | NOS.
M10 PCS-150 CABLE SHEAR 150MM | I024520 | OTOOLS | A | Test3072 | 3116 | C | NOS.
TELEDEX DIAMOND+S-3 BUTTON (P/N:DIA657491) | I024521 | OTELEEQ | A | Test3073 | 3117 | C | NOS.
3BA23064AC:PCM2 BOARD PULSE CODE MODULATION BOARD(SL108) | I024522 | SPABXSPR | A | Test3074 | 3118 | C | NOS.
3BA23265AD:EZ32-2 BOARD(SL108) | I024523 | SPABXSPR | A | Test3075 | 3119 | C | NOS.
3BA23275AB ARMADA DAUGHTER BRD/30 ADDTNL COMP.PATHES(SL108) | I024524 | SPABXSPR | A | Test3076 | 3120 | C | NOS.
3GV27063TB: IP TOUCH 4018 PHONE EE UGREY INT(SL108) | I024525 | SPABXSPR | A | Test3077 | 3121 | C | NOS.
3MG27100WW:8028 PREMIUM DESKPHONE INT(SL108) | I024526 | SPABXSPR | A | Test3078 | 3122 | C | NOS.
ARGUS 162 ISDN PRI:HANDHELD TESTER FOR ACCESS NETWORKS | I024528 | CTOOLS | A | Test3079 | 3123 | C | NOS.
016217-19:POTS TE INTERFACE & ISDN BRI S/T,TE/NT/MONITOR | I024529 | CTOOLS | A | Test3080 | 3124 | C | NOS.
015051:ISDN BRI U INTERFACE(2B1Q) | I024530 | CTOOLS | A | Test3081 | 3125 | C | NOS.
015095 :ARGUS COPPER BOX | I024534 | CTOOLS | A | Test3082 | 3126 | C | NOS.
GRANDSTREAM GVC 3200(SL108) | I024538 | STELEEQ | A | Test3083 | 3127 | C | NOS.
EAP757 A/B/G/N DUAL-RADIO, DUAL BAND AP(SL106) | I024540 | SWIFIEQUIP | A | Test3084 | 3128 | C | NOS.
OWL620-PSE A/B/G/N/AC DUAL-RADIO OUTDOOR AP(SL106) | I024541 | SWIFIEQUIP | A | Test3085 | 3129 | C | NOS.
ANT-OD242508M2.5GHZ 8DBI OMNI-DIRECTIONAL ANTENNA(SL106) | I024542 | SWIFIEQUIP | A | Test3086 | 3130 | C | NOS.
SP6511M LOW-LOSS CABLE(SL106) | I024543 | SWIFIEQUIP | A | Test3087 | 3131 | C | NOS.
MT-702 SIP PHONE (SL110) | I024544 | STELEEQ | A | Test3088 | 3132 | C | NOS.
DIP-6082-8HD DIVAR IP 6000 8X2TB(SL109) | I024545 | SSURVLNCE | A | Test3089 | 3133 | C | NOS.
NDI-41012-V3 INFRARED IP DOME 720P IP66(SL109) | I024546 | SSURVLNCE | A | Test3090 | 3134 | C | NOS.
NDA-LWMT-DOME L-SHAPED WALL MOUNT FOR DOME(SL109) | I024547 | SSURVLNCE | A | Test3091 | 3135 | C | NOS.
901-1205-UK00:ZONEDIRECTOR 1200,LICENSE(SL109) | I024548 | SWIFIEQUIP | A | Test3092 | 3136 | C | NOS.
909-0001-ZD12:ZONEDIRCTR 1200 SINGLE AP LIC. UPGRD SKU(SL109 | I024550 | SWIFIEQUIP | A | Test3093 | 3137 | C | NOS.
901-T300-WW01:ZONEFLEX T300,OMNI,& OUTDOOR ACCES POINT(SL109 | I024552 | SWIFIEQUIP | A | Test3094 | 3138 | C | NOS.
902-0162-UK00:SPARES OF POWER OVER ETHERNET(POE)ADPTR(SL109) | I024553 | SWIFIEQUIP | A | Test3095 | 3139 | C | NOS.
901-R600-WW00 ZONEFLEX R600, DUAL BAND 802.11N INDOOR(SL109) | I024554 | SWIFIEQUIP | A | Test3096 | 3140 | C | NOS.
3BA58019AA:15M MDF TY2 96PTS DIN CBL FOR PRA‚BPRA‚PCM(SL108 | I024555 | SPABXSPR | A | Test3097 | 3141 | C | NOS.
3BA58020AB:15M MDF TY1 64PTS DIN CBL-UA‚Z‚NDDI‚BRA BRD(SL108 | I024556 | SPABXSPR | A | Test3098 | 3142 | C | NOS.
IMS DEPLOYMENT – PHASE 1 (HARDWARE) | I024558 | CMOBSWEQ | A | Test3099 | 3143 | C | NOS.
IMS DEPLOYMENT – PHASE 1 (SPARES - HARDWARE) | I024559 | CMOBSWEQ | A | Test3100 | 3144 | C | NOS.
SUA3000RMI2U:APC SMART-UPS 3000VA, 230V(SL106) | I024560 | SSRVRACS | A | Test3101 | 3145 | C | NOS.
SUA3000RMI2U:APC SMART-UPS 3000VA, 230V(SL109) | I024561 | SSRVRACS | A | Test3102 | 3146 | C | NOS.
SUA1000XLI: APC SMART-UPS,800 WATTS /1000 VA(SL106) | I024562 | SSRVRACS | A | Test3103 | 3147 | C | NOS.
BE525-APC BACK-UP UPS(SL109) | I024563 | SSRVRACS | A | Test3104 | 3148 | C | NOS.
RASPBERRY PI 2, MODEL B, 1GB RAM | I024580 | CMOBSWEQ | A | Test3105 | 3149 | C | NOS.
GLOBALSAT-BU-353-S4 USB-RECEIVER-BLACK | I024581 | CMISC | A | Test3106 | 3150 | C | NOS.
POWERGEN DUAL-HEAVY-OUPUT-CHARGER | I024582 | CPWR SYSTEM | A | Test3107 | 3151 | C | NOS.
3MG27006RW-48V POWER SUPPLY REST OF THE WORLD (X4) (SL108) | I024583 | SPABXSPR | A | Test3108 | 3152 | C | NOS.
TM35L-DPDISH-27:DISH ANTENNA DUAL POLARIZATION DIRECTIONL 27 | I024585 | CANTMAST | A | Test3109 | 3153 | C | NOS.
AIRMUX400/ODU/F3XF/100M/EXT: RAD AIRMUX -400 ODU | I024586 | CANTMAST | A | Test3110 | 3154 | C | NOS.
UFLED30-8BD@1:AEGIS INTELLIGENT-IR™ UFLED ILLUMINATOR(SL111) | I024588 | SSURVLNCE | A | Test3111 | 3155 | C | NOS.
UPA-2450-50:POWER SUPP,220VAC 50HZ, 24VAC 50VA OUT(SL111) | I024589 | SSURVLNCE | A | Test3112 | 3156 | C | NOS.
NDN-41012-V3:IP DOME 720P IP66(SL111) | I024590 | SSURVLNCE | A | Test3113 | 3157 | C | NOS.
VDA-WMT-AODOME:ADV LINE OUTDOOR WALL MOUNT(SL111) | I024591 | SSURVLNCE | A | Test3114 | 3158 | C | NOS.
LTC 9213/01:POLE MOUNT ADAPTER(SL111) | I024592 | SSURVLNCE | A | Test3115 | 3159 | C | NOS.
NIN-41012-V3:IP DOME 720P INDOOR(SL111) | I024593 | SSURVLNCE | A | Test3116 | 3160 | C | NOS.
DIP-7082-8HD:DIVAR IP 7000 8X2TB(SL111) | I024594 | SSURVLNCE | A | Test3117 | 3161 | C | NOS.
SENSOR FLAP GATE | I024595 | CSITEMAINT | A | Test3118 | 3162 | C | NOS.
MAIN BOARD FLAP GATE | I024596 | CSITEMAINT | A | Test3119 | 3163 | C | NOS.
LED BOARD | I024597 | CSITEMAINT | A | Test3120 | 3164 | C | NOS.
MOTOR FOR FLAP GATE | I024598 | CSITEMAINT | A | Test3121 | 3165 | C | NOS.
CARD READER CMS600-D/CMS600-M | I024599 | CSITEMAINT | A | Test3122 | 3166 | C | NOS.
3BA00558AA MIGRATION PACK IO2N(MS028) | I024604 | SPABXSPR | A | Test3123 | 3167 | C | NOS.
3BA23124AA ISAB2 CARD: BUS CARD BTWN CPU & IO2N BOARD(MS028) | I024605 | SPABXSPR | A | Test3124 | 3168 | C | NOS.
3BA23259AB CPU7-2 BOARD(MS028) | I024606 | SPABXSPR | A | Test3125 | 3169 | C | NOS.
3BA27013AB SATA HARD DISK FOR CPU7-2(MS028) | I024607 | SPABXSPR | A | Test3126 | 3170 | C | NOS.
3BA27056AA SDRAM 256 MB:256 MB MEMORY CARD,CPU7/CPU7-2(MS028 | I024608 | SPABXSPR | A | Test3127 | 3171 | C | NOS.
NE-AG-3546 ENCLOSURE 350X450X200 (SL106) | I024610 | SINSTMAT | A | Test3128 | 3172 | C | NOS.
DS-VH-80 FAN GUARD (SL106) | I024611 | SINSTMAT | A | Test3129 | 3173 | C | NOS.
DS-3546 P/L BACK PLATE (SL106) | I024612 | SINSTMAT | A | Test3130 | 3174 | C | NOS.
AXIS SURVEILLANCE CAMERA | I024616 | CSURVLNCE | A | Test3131 | 3175 | C | NOS.
AXIS POE MIDSPAN 1-PORT | I024617 | CSURVLNCE | A | Test3132 | 3176 | C | NOS.
CM7148-2-DAC-US:48SERIAL CISCO STRAIGHT PINOUT,DUAL AC,2GBE | I024619 | CSRVRACS | A | Test3133 | 3177 | C | NOS.
3MG08004AA:ALCATEL LUCENT 8001 DESK PHONE(SL106) | I024622 | STELEEQ | A | Test3134 | 3178 | C | NOS.
3MG08005AA:8001 DESKPHONE POWER SUPPLY 5V EU(SL106) | I024623 | STELEEQ | A | Test3135 | 3179 | C | NOS.
3EH73092AB:ANALOG INTERFACE SLI16-2 BOARD(SL109) | I024624 | SPABXSPR | A | Test3136 | 3180 | C | NOS.
3BA03215AA: GENERIC POWER CORD(SL109) | I024625 | SPABXSPR | A | Test3137 | 3181 | C | NOS.
3EH75001AB: MR3 MOUNTING KIT(SL109) | I024626 | SPABXSPR | A | Test3138 | 3182 | C | NOS.
3EH76034AA: BLIND SLOT STIFFENER(SL109) | I024627 | SPABXSPR | A | Test3139 | 3183 | C | NOS.
3BA00742AA: OMNIPCX ENTERPRISE*80 CS-2/MR3 230V(SL109) | I024628 | SPABXSPR | A | Test3140 | 3184 | C | NOS.
3MG27111WW:8068 PREMIUM DESKPHONE INT(SL109) | I024629 | SPABXSPR | A | Test3141 | 3185 | C | NOS.
3EU27009AA: 4XV24 OVER IP BOX (230V) (SL109) | I024630 | SPABXSPR | A | Test3142 | 3186 | C | NOS.
3BA23275AB ARMADA DAUGHTER BOARD(MS029) | I024632 | SPABXSPR | A | Test3143 | 3187 | C | NOS.
3EH73050AB:DIGITAL INTERFACES UAI16-1 BOARD(MS029) | I024633 | SPABXSPR | A | Test3144 | 3188 | C | NOS.
3EH73005AC:DIGITAL INTERFACES UAI8 BOARD(MS029) | I024634 | SPABXSPR | A | Test3145 | 3189 | C | NOS.
3BA03215AA:GENERIC POWER CORD(MS029) | I024635 | SPABXSPR | A | Test3146 | 3190 | C | NOS.
3EH75001AB-MOUNTING KIT FOR RACK 3(MS029) | I024636 | SPABXSPR | A | Test3147 | 3191 | C | NOS.
3EH76034AA-BLIND SLOT STIFFNER (X1)(MS029) | I024637 | SPABXSPR | A | Test3148 | 3192 | C | NOS.
3BA00751AA:IP MEDIA GATEWAY* MR3 230V(MS029) | I024638 | SPABXSPR | A | Test3149 | 3193 | C | NOS.
A1A 100 TMF 30-400 2P F F UL:2 POLE 30A FORMULA A1 CIRCUIT B | I024642 | CPWR SYSTEM | A | Test3150 | 3194 | C | NOS.
KIT FC CUAL A1 80A 4PCS UL :FRONT TERMINAL KIT FOR FORMULA A | I024643 | CPWR SYSTEM | A | Test3151 | 3195 | C | NOS.
PB 50MM 2PCS A1 1P-2P:PHASE SEPARATOR FOR FORMULA CIRCUIT BR | I024644 | CPWR SYSTEM | A | Test3152 | 3196 | C | NOS.
KIT DIN50022 A1-A2 PLATE DIN:DIN RAIL FIXING PLATE FOR FORMU | I024645 | CPWR SYSTEM | A | Test3153 | 3197 | C | NOS.
SOR-C A1-A2 220-240VAC-220-250VDC:SHUNT OPENING RELEASE 220- | I024646 | CPWR SYSTEM | A | Test3154 | 3198 | C | NOS.
AUX-C 1Q+1SY 24V D.C. A1 2P UL:AUXILIARY CONTACT FOR FORMULA | I024647 | CPWR SYSTEM | A | Test3155 | 3199 | C | NOS.
PLL A1-A2 REM.PADLOCKS DEVICE OPEN:REMOVABLE PADLOCK | I024648 | CPWR SYSTEM | A | Test3156 | 3200 | C | NOS.
RUDOLF MICROPROCESSOR ELRM SENSITIVITY:EARTH LEAKAGE RELAY | I024649 | CPWR SYSTEM | A | Test3157 | 3201 | C | NOS.
RUDOLF ZCT 35MM FOR RUDOLF EARTH LEAKAGE RELAY:35MM TOROID F | I024650 | CPWR SYSTEM | A | Test3158 | 3202 | C | NOS.
BODELAC 9000 BASE 5LTR | I024651 | OSITEMAINT | A | Test3159 | 3203 | C | NOS.
REDLEAD PRIMER 5LTR | I024652 | OSITEMAINT | A | Test3160 | 3204 | C | NOS.
COLORANT AND PAINT MIXING CHARGE E | I024653 | OSITEMAINT | A | Test3161 | 3205 | C | NOS.
COLORANT AND PAINT MIXING CHARGE D | I024654 | OSITEMAINT | A | Test3162 | 3206 | C | NOS.
JOINT CLOSURE 300-400 PAIR (XAGA-550-92/25-500BA733) | I024655 | OINSTMAT | A | Test3163 | 3207 | C | NOS.
J9726A:HP 2920-24G SWITCH(SL109) | I024659 | SSRVRACS | A | Test3164 | 3208 | C | NOS.
J9728A:HP 2920-48G SWITCH(SL109) | I024660 | SSRVRACS | A | Test3165 | 3209 | C | NOS.
J9150A:P X132 10G SFP+ LC SR TRANSCEIVER(SL109) | I024661 | SSRVRACS | A | Test3166 | 3210 | C | NOS.
SMC1000I: APC SMART-UPS C 1000VA LCD 230V(SL107) | I024664 | SSRVRACS | A | Test3167 | 3211 | C | NOS.
SPA-ACCESSORY-KIT:ACCESSORY KIT FOR SPA | I024665 | CMOBSWEQ | A | Test3168 | 3212 | C | NOS.
CON-SNT-7600SIP4: SNTC-8X5XNBD 7600 SERIES SPA INTERFACE PRO | I024666 | CMOBSWEQ | A | Test3169 | 3213 | C | NOS.
7600-SIP-400: CISCO 7600 SERIES SPA INTERFACE PROCESSOR-400 | I024667 | CMOBSWEQ | A | Test3170 | 3214 | C | NOS.
ME34X-PWR-DC-R:ME3400E REDUNDANT DC POWER SUPPLY | I024668 | CMOBSWEQ | A | Test3171 | 3215 | C | NOS.
RCKMNT-ETSI-1RU:ETSI RACKMOUNT FOR ME PRODUCTS | I024669 | CMOBSWEQ | A | Test3172 | 3216 | C | NOS.
S340XAT-12250SE:CISCO ME 340X SERIES IOS METRO ACCESS W/O C | I024670 | CMOBSWEQ | A | Test3173 | 3217 | C | NOS.
MICROSOFT SURFACE PRO4 | I024671 | CLPTPCMPT | A | Test3174 | 3218 | C | NOS.
NII-41012-V3:INFRARED IP DOME 720P INDOOR | I024677 | CSURVLNCE | A | Test3175 | 3219 | C | NOS.
DIP-3042-2HD:DIVAR IP 3000 2X2TB | I024678 | CSURVLNCE | A | Test3176 | 3220 | C | NOS.
DIP-2042EZ-2HD:DIVAR IP 2000 2X2TB | I024679 | CSURVLNCE | A | Test3177 | 3221 | C | NOS.
DIP-7083-8HD:DIVAR IP 7000 2U 8X3TB | I024680 | CSURVLNCE | A | Test3178 | 3222 | C | NOS.
NTI-40012-A3:INFRARED IP BULLET 720P IP66 | I024687 | CSURVLNCE | A | Test3179 | 3223 | C | NOS.
WIRELESS CELL CHARGING STATION KIOSK | I024694 | OMISC | A | Test3180 | 3224 | C | NOS.
PROMOTIONAL KIOSK | I024697 | OMISC | A | Test3181 | 3225 | C | NOS.
LINKSYS LGS308P 8-PORT BUSINESS SMART GIGABIT POE+ SWITCH | I024698 | CSURVLNCE | A | Test3182 | 3226 | C | NOS.
LINKSYS LGS318P 18-PORT BUSINESS GIGABIT SMART SWITCH POE+ | I024699 | CSURVLNCE | A | Test3183 | 3227 | C | NOS.
RTN 950 RADIO LINK- HARDWARE | I024704 | CTRNACCEQ | A | Test3184 | 3228 | C | NOS.
C3925-AX/K9:CISCO 3925 AX BUNDLE W/ APP,SEC LIC | I024706 | SSRVRACS | A | Test3185 | 3229 | C | NOS.
LTE A SITE + ANTENNA | I024707 | CTRNACCEQ | A | Test3186 | 3230 | C | NOS.
RNC CAPACITY UPGRADE | I024708 | CTRNACCEQ | A | Test3187 | 3231 | C | NOS.
M2000 HARDWARE | I024710 | COTHTELEQ | A | Test3188 | 3232 | C | NOS.
RTN 950 MW LINKS | I024712 | COTHTELEQ | A | Test3189 | 3233 | C | NOS.
FEHCA 001:ADAPTER 19 MM (3/4”)WELDON (MACHINE SIDE)½”X20NF | I024713 | CTOOLS | A | Test3190 | 3234 | C | NOS.
FEKDC13.002:KEYLESS DRILL CHUCK/1/2"X20NF /1-13 MM | I024714 | CTOOLS | A | Test3191 | 3235 | C | NOS.
FEKDC13.001:KEYLESS DRILL CHUCK/DIN238-B16/1-13 MM | I024715 | CTOOLS | A | Test3192 | 3236 | C | NOS.
FEKDC16.001:KEYLESS DRILL CHUCK/DIN238-B16 /1-16 MM | I024716 | CTOOLS | A | Test3193 | 3237 | C | NOS.
FEHCA 006:ADAPTER WITH 19 MM (3/4”) WELDON SHANK FOR CUTTERS | I024717 | CTOOLS | A | Test3194 | 3238 | C | NOS.
FEHCA 002:ADAPTER FEIN CUTTERS INCLUDING PILOT PIN FEPP 125. | I024718 | CTOOLS | A | Test3195 | 3239 | C | NOS.
FEDTA001.216:ADAPTER MT2 –B16/DIN238 | I024719 | CTOOLS | A | Test3196 | 3240 | C | NOS.
FEDTA001.316:ADAPTER MT3-B16/DIN238 | I024720 | CTOOLS | A | Test3197 | 3241 | C | NOS.
PWR-3900-AC/2:CISCO 3925/3945 AC POWER SUPPLY (SECONDARY PS) | I024729 | SSRVRACS | A | Test3198 | 3242 | C | NOS.
POWER CABLE 3CX4MMX100MTR | I024732 | CLINPLNT | A | Test3199 | 3243 | C | Roll
A0020-001-001-001-001-1:IG4200 HOSPITL BASE SYS:500 D LICEN | I024733 | SMODROUT | A | Test3200 | 3244 | C | NOS.
WS-C4500X-32SFP: CATALYST 4500-X 32 PORT 10G IP BASE, FRONT- | I024735 | CSRVRACS | A | Test3201 | 3245 | C | NOS.
CON-SNT-C45X32SF: SNTC-8X5XNBD CATALYST 4500-X 32 PORT 10G | I024738 | CSRVRACS | A | Test3202 | 3246 | C | NOS.
C4KX-PWR-750DC-R: CATALYST 4500X 750W DC FRONT TO BACK COOLI | I024739 | CSRVRACS | A | Test3203 | 3247 | C | NOS.
C4KX-PWR-750DC-R/2: CATALYST 4500X 750W DC FRONT TO BACK COO | I024740 | CSRVRACS | A | Test3204 | 3248 | C | NOS.
S45XUK9-37E: CAT4500-X UNIVERSAL CRYPTO IMAGE | I024741 | CSRVRACS | A | Test3205 | 3249 | C | NOS.
LTE/3G/2G WINGLE - E8372H-927 | I024743 | POSG02 | A | Test3206 | 3250 | C | NOS.
3G/2G MOBILE WIFI - E5330S-2 | I024744 | POSG02 | A | Test3207 | 3251 | C | NOS.
REFRIGERATOR | I024753 | CACNSPR | A | Test3208 | 3252 | C | NOS.
DINNER SET | I024754 | CMISC | A | Test3209 | 3253 | C | NOS.
FEKDC13.003: KEYED DRILL CHUCK/DIN238-B16/1-13MM | I024756 | CPWRTOOLS | A | Test3210 | 3254 | C | NOS.
FEKDC16.003: KEYED DRILL CHUCK/DIN238-B16/1-16MM | I024757 | CPWRTOOLS | A | Test3211 | 3255 | C | NOS.
BATTERY FOR LI-ION CORDLESS DRILL 10.8V | I024758 | CPWRTOOLS | A | Test3212 | 3256 | C | NOS.
LTE ENODEB | I024760 | CTRNACCEQ | A | Test3213 | 3257 | C | NOS.
EPC UPGRADE | I024761 | CTRNACCEQ | A | Test3214 | 3258 | C | NOS.
MBO1 900 MHZ CABINET 4/4/4 WITH ALL ACC AND HARDWARE | I024768 | CMOBSWEQ | A | Test3215 | 3259 | C | NOS.
MBO2 900 MHZ CABINET 4/4/4 WITH ALL ACC AND HARDWARE | I024769 | CMOBSWEQ | A | Test3216 | 3260 | C | NOS.
MACBOOK PRO WITH RETINA DISPLAY 13" | I024771 | CLPTPCMPT | A | Test3217 | 3261 | C | nos.
APPLE IPAD AIR (16GB WIFI) | I024776 | OMOBHSET | A | Test3218 | 3262 | C | NOS.
IPAD COVER | I024777 | OSTNMAT | A | Test3219 | 3263 | C | NOS.
HEADPHONE | I024779 | OPCACSRS | A | Test3220 | 3264 | C | nos.
MULTIMEDIA SPEAKER | I024780 | OPCACSRS | A | Test3221 | 3265 | C | Nos.
PENDRIVE, 64GB | I024781 | OPCACSRS | A | Test3222 | 3266 | C | Nos.
HUAWEI FIBRE ONT HG8245A W/PATCH CORD & LICENSE | I024782 | OMODROUT | A | Test3223 | 3267 | C | NOS.
AIRMUX-400/ODU/F3XF/100M/EXT: AIRMUX-400 ODU | I024783 | CMOBSWEQ | A | Test3224 | 3268 | C | NOS.
CBL-AIRMUX/75: CABLE FOR CONNECTION BETWEEN IDU AND ODU, 75M | I024784 | CMOBSWEQ | A | Test3225 | 3269 | C | NOS.
AIRMUX-OUTDOOR-LPU-KIT: LIGHTNING PROTECTION UNIT | I024785 | CMOBSWEQ | A | Test3226 | 3270 | C | NOS.
POWER BANK | I024787 | OMOBACC | A | Test3227 | 3271 | C | NOS.
USB PEN DRIVE 128 GB | I024789 | OPCACSRS | A | Test3228 | 3272 | C | NOS.
MOUSE PAD | I024790 | OPCACSRS | A | Test3229 | 3273 | C | NOS.
EXTERNAL SPEAKER | I024791 | OPCACSRS | A | Test3230 | 3274 | C | NOS.
EXTERNAL HARD DISK 500 GB | I024792 | OPCACSRS | A | Test3231 | 3275 | C | NOS.
ALUMINIUM DOOR | I024803 | CSITEMAINT | A | Test3232 | 3276 | C | NOS.
DOOR CLOSER | I024804 | CSITEMAINT | A | Test3233 | 3277 | C | NOS.
NDA-FMT-DOME: FLUSH MOUNT BRACKET (SP200) | I024805 | SINSTMAT | A | Test3234 | 3278 | C | NOS.
NDI-41012-V3: INFRARED IP DOME 720P IP66 | I024806 | SSURVLNCE | A | Test3235 | 3279 | C | NOS.
DIP-6083-8HD: DIVAR IP 6000 2U 8 X 3TB (SP200) | I024807 | SSURVLNCE | A | Test3236 | 3280 | C | NOS.
ASUS K31AD-MY008S I5 4460 SERIES DESKTOP (SP200) | I024808 | SPCSYSTM | A | Test3237 | 3281 | C | NOS.
HWIC-2FE=: CISCO 2800 SERIES 128MB | I024834 | CMODROUT | A | Test3238 | 3282 | C | NOS.
H83MMA562021: XPON REMOTES OPTICAL ACCESS EQUIPMENT (SL104) | I024841 | SOPFIBRNTWK | A | Test3239 | 3283 | C | NOS.
C0032CS01: EXT. CABLE SUITE, SUBSCRIBER CABL, MA5620 (SL104) | I024842 | SOPFIBRNTWK | A | Test3240 | 3284 | C | NOS.
PROJECTOR | I024844 | CMISC | A | Test3241 | 3285 | C | NOS.
SIDE RETURN TOP | I024846 | CFURNITURE | A | Test3242 | 3286 | C | NOS.
SIDE RETURN METAL | I024847 | CFURNITURE | A | Test3243 | 3287 | C | NOS.
LINER DESK TOP | I024848 | CFURNITURE | A | Test3244 | 3288 | C | NOS.
MAIN METAL LEG | I024849 | CFURNITURE | A | Test3245 | 3289 | C | NOS.
WOOD FRONT PANEL | I024850 | CFURNITURE | A | Test3246 | 3290 | C | NOS.
MAIN CROSS BAR | I024851 | CFURNITURE | A | Test3247 | 3291 | C | NOS.
DINING TABLE | I024852 | CFURNITURE | A | Test3248 | 3292 | C | NOS.
CONNECTION TOP | I024853 | CFURNITURE | A | Test3249 | 3293 | C | NOS.
DINING SET | I024855 | CMISC | A | Test3250 | 3294 | C | NOS.
3EH73034AB: CLIDSP APA DAUGHTERCARD | I024861 | SPABXSPR | A | Test3251 | 3295 | C | NOS.
3EH73042AC:AFU-1 DAUGHTERCARD FOR AUXILLARIES CONNECTIONS | I024862 | SPABXSPR | A | Test3252 | 3296 | C | NOS.
EQUALLOGIC PS6210X 28.8TB CAPACITY 24X 1.2TB 10K SAS 2.5" | I024863 | CSRVRACS | A | Test3253 | 3297 | C | NOS.
DELL KVM WITH CONSOLE | I024866 | CSRVRACS | A | Test3254 | 3298 | C | NOS.
NDI-50022-A3: INFRARED IP DOME 1080P IP66 AVF (SL113) | I024868 | SSURVLNCE | A | Test3255 | 3299 | C | NOS.
VDA-WMT-AODOME: ADV LINE OUTDOOR WALL MOUNT (SL113) | I024869 | SSURVLNCE | A | Test3256 | 3300 | C | NOS.
NII-51022-V3: INFRARED IP DOME 1080P INDOOR (SL113) | I024870 | SSURVLNCE | A | Test3257 | 3301 | C | NOS.
VEZ-A2-WW: EASYII WALL MOUNT WHITE (SL113) | I024871 | SSURVLNCE | A | Test3258 | 3302 | C | NOS.
NDA-ADTVEZ-DOME: ADAPTER PLATE FOR VEZ BRACKETS (SL113) | I024872 | SSURVLNCE | A | Test3259 | 3303 | C | NOS.
NTI-50022-A3:INFRARED IP BULLET 1080P IP66 AVF (SL113) | I024873 | SSURVLNCE | A | Test3260 | 3304 | C | NOS.
DIP-7083-8HD: DIVAR IP 7000 2U 8 X 3TB (SL113) | I024874 | SSURVLNCE | A | Test3261 | 3305 | C | NOS.
DIP-6183-8HD:DIVAR IP 6000 2U 8X3TB (SL113) | I024875 | SSURVLNCE | A | Test3262 | 3306 | C | NOS.
DIP-6184-4HD:DIVAR IP 6000 2U 4X4TB (SL113) | I024876 | SSURVLNCE | A | Test3263 | 3307 | C | NOS.
MBV-XCHAN-DIP: DIVAR IP CHANNEL (ENC/DEC) EXPANS. (SL113) | I024877 | SSURVLNCE | A | Test3264 | 3308 | C | NOS.
LED TV 40" | I024882 | CMISC | A | Test3265 | 3309 | C | NOS.
GIG E SFP | I024883 | CMOBSWEQ | A | Test3266 | 3310 | C | NOS.
LC TO SC SM FIBER 30M | I024884 | CMOBSWEQ | A | Test3267 | 3311 | C | NOS.
APC-AMC2-4WCF: AMC2 DOORCONTROLLER 4 W/ CF CARD (SL114) | I024888 | SSURVLNCE | A | Test3268 | 3312 | C | NOS.
API-AMC2-4WE: AMC2 DOORCONTROLLER EXTENSION (SL114) | I024889 | SSURVLNCE | A | Test3269 | 3313 | C | NOS.
AEC-AMC2-UL2: AMC ENCLOSURE W/ 2 DIN RAILS (SL114) | I024890 | SSURVLNCE | A | Test3270 | 3314 | C | NOS.
AEC-AMC2-UL1: AMC ENCLOSURE W/ 1 DIN RAILS (SL114) | I024891 | SSURVLNCE | A | Test3271 | 3315 | C | NOS.
APS-PBC-60: AMC PWR. SUPPLY W/ INTEGRATED UPS (SL114) | I024892 | SSURVLNCE | A | Test3272 | 3316 | C | NOS.
900NXXX: ICLASS SE R10 (SL114) | I024893 | SSURVLNCE | A | Test3273 | 3317 | C | NOS.
6180 BKR: BIOCLASS RKLB57 (SL114) | I024894 | SSURVLNCE | A | Test3274 | 3318 | C | NOS.
2002XXX: ICLASS CONTACTLESS SMRT CD, 16K BIT (SL114) | I024895 | SSURVLNCE | A | Test3275 | 3319 | C | NOS.
CHANGE OVER SWITCHES WITH CURRENT TRANSFORMER | I024903 | CMAINTSP | A | Test3276 | 3320 | C | NOS.
DELL XPS 13 (9360) , I7 | I024910 | CLPTPCMPT | A | Test3277 | 3321 | C | NOS.
BATTERY, 35AH | I024912 | CPWR SYSTEM | A | Test3278 | 3322 | C | NOS.
24C FIBER OPTIC PATCH PANEL W/OUT FRONT PANEL | I024914 | COPFIBRNTWK | A | Test3279 | 3323 | C | NOS.
FRONT PANEL FOR 24C F/O PATCH PANEL | I024915 | COPFIBRNTWK | A | Test3280 | 3324 | C | NOS.
SC ADAPTER SIMPLEX SINGLE MODE - WT -3004A | I024916 | COPFIBRNTWK | A | Test3281 | 3325 | C | NOS.
DELL LATITUDE E7450 – I7 FULL TOUCH | I024917 | CLPTPCMPT | A | Test3282 | 3326 | C | NOS.
2TB EXTERNAL HDD | I024918 | CLPTPCMPT | A | Test3283 | 3327 | C | NOS.
DELL OPTIPLEX 9020 MT COMPUTER SYSTEM | I024919 | CLPTPCMPT | A | Test3284 | 3328 | C | NOS.
SUN-OCC-96SMC-B: OUTDOOR CROSS-CONNECT CABINET | I024922 | COPFIBRNTWK | A | Test3285 | 3329 | C | NOS.
DATA TRAVELLER 3GB POUCH | I024923 | POSG33 | A | Test3286 | 3330 | C | NOS.
DATA TRAVELLER 15GB POUCH | I024924 | POSG33 | A | Test3287 | 3331 | C | NOS.
SUN-SC-3M-SM-SX-0.9P: FIBER OPTIC PIGTAIL | I024925 | COPFIBRNTWK | A | Test3288 | 3332 | C | NOS.
SUN-FOSC-ZT617-12A: FIBER OPTIC CLOSURE | I024929 | COPFIBRNTWK | A | Test3289 | 3333 | C | NOS.
24PORT VAT6 RJ45 THROUGH COUPLER PATCH PANEL 1U | I024933 | CINSTMAT | A | Test3290 | 3334 | C | NOS.
DATA TRAVELLER 15GB TOURIST KIT | I024943 | POSG33 | A | Test3291 | 3335 | A | NOS.
DATA TRAVELLER 3GB TOURIST KIT | I024944 | POSG33 | A | Test3292 | 3336 | A | NOS.
J9773A:HP 2530-24G-POE+ SWITCH | I024945 | OSRVRACS | A | Test3293 | 3337 | C | NOS.
EQUAL LOGIC PS6210XV | I024947 | CSRVRACS | A | Test3294 | 3338 | C | NOS.
SERVER RACK 42U KVM, CONSOLE FULL SET | I024948 | CSRVRKS | A | Test3295 | 3339 | C | NOS.
MELLGA 5KW DIESEL NORMAL GENERATOR :MDG5000CLE | I024949 | CMAINTSP | A | Test3296 | 3340 | C | NOS.
SAMSUNG LED TV 48” UA48J5100ARLSG | I024950 | CMISC | A | Test3297 | 3341 | C | NOS.
FAP-112D-N:OUTDOOR/INDOOR WIRELESS AP+FC-10-P0113-247-02-12 | I024955 | OCRITICAL-ITEMS | A | Test3298 | 3342 | C | NOS.
VG5-7036-E1PC4: G5 7000 IP 36X DN IN/OUT PEND CLEAR PAL | I024963 | SSURVLNCE | A | Test3299 | 3343 | C | NOS.
VG4-A-PA2@3: G4 PENDANT ARM W/230VAC WHITE | I024964 | SSURVLNCE | A | Test3300 | 3344 | C | NOS.
VG4-A-9541: GEN4 MAST (POLE) MOUNT | I024965 | SSURVLNCE | A | Test3301 | 3345 | C | NOS.
901-T300-UK01: ZONEFLEX T300,OMNI,OUTDOOR ACCESS POINT(SL112 | I024966 | SMODROUT | A | Test3302 | 3346 | C | NOS.
902-0162-UK00: POWER OVER ETHERNET (POE) ADAPTER (SL112) | I024967 | SMODROUT | A | Test3303 | 3347 | C | NOS.
901-3025-US00: ZONEDIRECTOR 3000 SMART WLAN CONTROLLER(SL112 | I024968 | SMODROUT | A | Test3304 | 3348 | C | NOS.
JG236A: HP 5120-24G-POE+ EI SWITCH W/2 INTF SLTS (SL112) | I024971 | SMODROUT | A | Test3305 | 3349 | C | NOS.
JD119B: HP X120 1G SFP LC LX TRANSCEIVER (SL112) | I024972 | SMODROUT | A | Test3306 | 3350 | C | NOS.
JG237A: HP 5120-48G-POE+ EI SWITCH W/2 INTF SLTS (SL112) | I024973 | SMODROUT | A | Test3307 | 3351 | C | NOS.
JC103B: HP 5800-24G-SFP SWITCH W 1 INTF SLT (SL112) | I024974 | SMODROUT | A | Test3308 | 3352 | C | NOS.
JD362A: HP 5500 150WAC POWER SUPPLY (SL112) | I024975 | SMODROUT | A | Test3309 | 3353 | C | NOS.
SUN-EDFA-4P26-2AC: ERBIUM-DOPED FIBER AMPLIFIER (SL112) | I024976 | SOPFIBRNTWK | A | Test3310 | 3354 | C | NOS.
SUN-CATV-T15D02-AC: CATV OPTICAL TRANSMITTER (SL112) | I024977 | SOPFIBRNTWK | A | Test3311 | 3355 | C | NOS.
ZNID-GPON-2427A-UK: GPON ONT, INDOOR, 2 POTS, 4 GE,RF(SL112) | I024978 | SOPFIBRNTWK | A | Test3312 | 3356 | C | NOS.
MXK-194: MXK 4-PORT GPON, 8 FE/GE, -48VDC (REQUIRES (SL112) | I024979 | SOPFIBRNTWK | A | Test3313 | 3357 | C | NOS.
XP-AC-SUPPLY: AC POWER SUPPLY, 90-264 VAC, 48 VDC,(SL112) | I024980 | SOPFIBRNTWK | A | Test3314 | 3358 | C | NOS.
MXK-GPON-SFP-B+-RSSI: MXK GPON SFP B+OPTIC(SL112) | I024981 | SOPFIBRNTWK | A | Test3315 | 3359 | C | NOS.
ZPON-JMPR-SC/APC-SC/UPC-SM-3M: PON FIBER JUM(SL112) | I024982 | SOPFIBRNTWK | A | Test3316 | 3360 | C | NOS.
ZPON-JMPR-SC/APC-SC/APC-SM-3M: PON FIBER JUM(SL112) | I024983 | SOPFIBRNTWK | A | Test3317 | 3361 | C | NOS.
ZPON-WDM-2XSC/APC-1LGX: TRI-WAVE DOUBLE WDM (SL112) | I024984 | SOPFIBRNTWK | A | Test3318 | 3362 | C | NOS.
ZPON-SPLT-1X2-SC/APC-1LGX: PON SPLITTERS 1X2 SC/APC (SL112) | I024985 | SOPFIBRNTWK | A | Test3319 | 3363 | C | NOS.
ZPON-SPLT-1X4-SC/APC-1LGX: PON SPLITTERS 1X4 SC/APC (SL112) | I024986 | SOPFIBRNTWK | A | Test3320 | 3364 | C | NOS.
ZPON-SPLT-1X8-SC/APC-1LGX: PON SPLITTERS 1X8 SC/APC (SL112) | I024987 | SOPFIBRNTWK | A | Test3321 | 3365 | C | NOS.
ZPON-SPLT-CHASSIS-4U-12LGX: PON SPLITTERS/WDM COMBI (SL112) | I024988 | SOPFIBRNTWK | A | Test3322 | 3366 | C | NOS.
3EH73092AB:ANALOG INTERFACES BOARD SLI16-2 :16 ANALOG(SL112) | I024989 | SPABXIMAT | A | Test3323 | 3367 | C | NOS.
3BA03215AA: GENERIC POWER CORD(SL112) | I024990 | SPABXIMAT | A | Test3324 | 3368 | C | NOS.
3EH75001AB: MOUNTING KIT FOR RACK 3(SL112) | I024991 | SPABXIMAT | A | Test3325 | 3369 | C | NOS.
3EH76034AA: BLIND SLOT STIFFNER (X1) (SL112) | I024992 | SPABXIMAT | A | Test3326 | 3370 | C | NOS.
3BA00743AA: CS-2 CPU BOARD‚ TWO RACKS MODULE (SL112) | I024993 | SPABXIMAT | A | Test3327 | 3371 | C | NOS.
3GV27063TB: IP TOUCH 4018 PHONE EE UGREY INT(SL112) | I024994 | SPABXSPR | A | Test3328 | 3372 | C | NOS.
3MG27100WW: 8028 PREMIUM DESKPHONE INT(SL112) | I024995 | SPABXSPR | A | Test3329 | 3373 | C | NOS.
3MG27102WW: 8068 BT PREMIUM DESKPHONE INT (SL112) | I024996 | SPABXSPR | A | Test3330 | 3374 | C | NOS.
3EU27009AA:UP TO 4XV24 ACCESSES OVER IP (230V) (SL112) | I024997 | SPABXSPR | A | Test3331 | 3375 | C | NOS.
FABRICATING ADJUSTABLE CAMERA STAND (SL111) | I025005 | SINSTMAT | A | Test3332 | 3376 | C | NOS.
FUSION SPLICER FUJIKURA 70S AIO KIT WITH CT-30A (SL112) | I025006 | SOPFIBRNTWK | A | Test3333 | 3377 | C | NOS.
ZHONE ONT 2427A | I025016 | OMODROUT | A | Test3334 | 3378 | C | NOS.
LIFE JACKET | I025020 | OMISC | A | Test3335 | 3379 | C | NOS.
PRECISION TOWER 5000 SERIES (5810) (SL112) | I025021 | SPCSYSTM | A | Test3336 | 3380 | C | NOS.
MICROSOFT SURFACE PRO 4-12.3"CORE I7 WIN 10 PRO 16GB(SL102) | I025022 | SLPTPCMPT | A | Test3337 | 3381 | C | NOS.
MICROSOFT SURFACE PRO 4 TYPE COVER (SL102) | I025023 | SPCACSRS | A | Test3338 | 3382 | C | NOS.
MICROSOFT WIRELESS DISPLAY ADAPTER (SL102) | I025024 | SPCACSRS | A | Test3339 | 3383 | C | NOS.
ARC TOUCH MOUSE SURFACE EDITION (SL102) | I025025 | SPCACSRS | A | Test3340 | 3384 | C | NOS.
CASE LOGIC 12.1" LAPTOP SLEEVE (SL102) | I025026 | SPCACSRS | A | Test3341 | 3385 | C | NOS.
APPLE MINI DISPLAY PORT TO VGA ADAPTER (SL102) | I025028 | SPCACSRS | A | Test3342 | 3386 | C | NOS.
SURFACE PEN TIP KIT(SL102) | I025029 | SPCACSRS | A | Test3343 | 3387 | C | NOS.
SKS 840 FT:400 X 85MM PC CABLE TRAY(1.5MM SHEET THICKNESS) | I025030 | CINSTMAT | A | Test3344 | 3388 | C | NOS.
DRLU 400 DD: 400 MM LID | I025031 | CINSTMAT | A | Test3345 | 3389 | C | NOS.
RB 90 840 FT: L BEND | I025032 | CINSTMAT | A | Test3346 | 3390 | C | NOS.
DFB 90 400 DD: LID | I025033 | CINSTMAT | A | Test3347 | 3391 | C | NOS.
RAA 840 FT: T BEND | I025034 | CINSTMAT | A | Test3348 | 3392 | C | NOS.
DFAA 400 DD: LID | I025035 | CINSTMAT | A | Test3349 | 3393 | C | NOS.
RBV 840 S FT: VERTICAL BEND INSIDE | I025036 | CINSTMAT | A | Test3350 | 3394 | C | NOS.
DBV 400 S DD: LID | I025037 | CINSTMAT | A | Test3351 | 3395 | C | NOS.
RBV 840 F FT: VERTICAL BEND OUT SIDE | I025038 | CINSTMAT | A | Test3352 | 3396 | C | NOS.
DBV 85 400 F DD: LID | I025039 | CINSTMAT | A | Test3353 | 3397 | C | NOS.
RB 45 840 FT: 45° HORIZONTAL BEND | I025040 | CINSTMAT | A | Test3354 | 3398 | C | NOS.
DFB 45 400 DD: LID | I025041 | CINSTMAT | A | Test3355 | 3399 | C | NOS.
WALL PAPER | I025045 | OMISC | A | Test3356 | 3400 | C | NOS.
2 CORE SM NON AMOURED FIBER CABLE | I025046 | OCRITICAL-ITEMS | A | Test3357 | 3401 | C | Mtr
4 CORE SM NON ARMOURED FIBER CABLE | I025047 | OCRITICAL-ITEMS | A | Test3358 | 3402 | C | Mtr
LTE/3G/2G CPE - B315S-22 | I025051 | POSG02 | A | Test3359 | 3403 | C | NOS.
LTE/3G MOBILE WIFI - E5573S-856 | I025052 | POSG02 | A | Test3360 | 3404 | C | NOS.
DELL X1026 SMART MANAGED SWITCH,24X 1GBE SFP | I025053 | OCRITICAL-ITEMS | A | Test3361 | 3405 | C | NOS.
DELL POWER CONNECT 3524-24 PORT 10/100 ETHERNET+2 PRT SWITCH | I025054 | OCRITICAL-ITEMS | A | Test3362 | 3406 | C | NOS.
NII-41012-V3: INFRARED IP DOME 720P INDOOR (SL112) | I025056 | SSURVLNCE | A | Test3363 | 3407 | C | NOS.
VEZ-A2-WW: EASYII WALL MOUNT WHITE (SL112) | I025057 | SSURVLNCE | A | Test3364 | 3408 | C | NOS.
NDA-ADTVEZ-DOME: ADAPTER PLATE FOR VEZ BRACKETS (SL112) | I025058 | SSURVLNCE | A | Test3365 | 3409 | C | NOS.
DIP-3042-4HD: DIVAR IP 3000 4X2TB (SL112) | I025059 | SSURVLNCE | A | Test3366 | 3410 | C | NOS.
DIP-3042-2HD: DIVAR IP 3000 2X2TB | I025060 | SSURVLNCE | A | Test3367 | 3411 | C | NOS.
MAKITA TABLE TOP MITER SAW305MM LH1200FL | I025065 | CTOOLS | A | Test3368 | 3412 | C | NOS.
CAT6 PATCH PANEL 24 PORT(BLANK) | I025077 | OCRITICAL-ITEMS | A | Test3369 | 3413 | C | NOS.
FIBER MEDIA CONVERTER WITH 2SC OPT PORT 10/100M SM 20KM DC5V | I025080 | OINSTMAT | A | Test3370 | 3414 | C | NOS.
FG-300D-BDL: FORTIGATE 300D BUNDLE | I025084 | CDHIDATEQ | A | Test3371 | 3415 | C | NOS.
8WAY POWER EXTENSION BOARD-UPS TYPE | I025089 | CINSTMAT | A | Test3372 | 3416 | C | NOS.
REMOTE CONTROL(RM PRO) | I025097 | POSG58 | A | Test3373 | 3417 | C | NOS.
ENVIRONMENT MONITOR | I025098 | POSG58 | A | Test3374 | 3418 | C | NOS.
SMART SOCKET(UK TYPE) | I025099 | POSG58 | A | Test3375 | 3419 | C | NOS.
SMART LIGHT SWITCH 1 GANG | I025100 | POSG58 | A | Test3376 | 3420 | C | NOS.
SMART LIGHT SWITCH 2 GANG | I025101 | POSG58 | A | Test3377 | 3421 | C | NOS.
HOME SECURITY | I025102 | POSG58 | A | Test3378 | 3422 | C | NOS.
MOBILE WALLET-HW | I025103 | CSRVRS | A | Test3379 | 3423 | C | NOS.
H80BZ1MABR01:MINI SERVICE SHELF(SL115) | I025126 | SOPFIBRNTWK | A | Test3380 | 3424 | C | NOS.
H80MCUD101:CONTROL UNIT BOARD MCUD1(SL115) | I025127 | SOPFIBRNTWK | A | Test3381 | 3425 | C | NOS.
H807GPBH51:8-PORT ENHANCED GPON OLT IF BOARD(SL115) | I025128 | SOPFIBRNTWK | A | Test3382 | 3426 | C | NOS.
H801MPWD:AC POWER BOARD, POWER BACKUP(SL115) | I025129 | SOPFIBRNTWK | A | Test3383 | 3427 | C | NOS.
SSOPDSCS20:P CORD-SC/PC-SC/PC-SM-G.652D-3MM-20M-PVC-Y(SL115) | I025130 | SOPFIBRNTWK | A | Test3384 | 3428 | C | NOS.
H80XBPSPLB00:BLNK PANEL-SRVCE BRD & SPLITTER BRD SLOT(SL115) | I025131 | SOPFIBRNTWK | A | Test3385 | 3429 | C | NOS.
H80S00MCBB02:MA5608T MAIN CNTRL BOARD BACKUP SW(SL115) | I025132 | SOPFIBRNTWK | A | Test3386 | 3430 | C | NOS.
H35M8247HEU1:ECHOLIFE HG8247H,SC/APC,CATV,EU PLUG ADTR(SL115 | I025136 | SOPFIBRNTWK | A | Test3387 | 3431 | C | NOS.
J9576A:HP 3800-48G-4SFP+SWITCH(SL115) | I025140 | SMODROUT | A | Test3388 | 3432 | C | NOS.
J4859C:HP X121 1G SFP LC LX TRANSCEIVER(SL115) | I025141 | SMODROUT | A | Test3389 | 3433 | C | NOS.
J9727A:HP 2920-24G-POE+ SWITCH(SL115) | I025142 | SMODROUT | A | Test3390 | 3434 | C | NOS.
J9836A:HP 2920-48G-POE+ 740W SWITCH(SL115) | I025143 | SMODROUT | A | Test3391 | 3435 | C | NOS.
902-0162-UK00: POE ADAPTER(10/100/1000MBPS)GB ADAPTER(SL104) | I025144 | SINSTMAT | A | Test3392 | 3436 | C | NOS.
CABLE LOCATER (FLUKE)-FLUKE 2042 | I025145 | CTOOLS | A | Test3393 | 3437 | C | NOS.
RIGGERS GLOVES (M) | I025146 | CTOOLS | A | Test3394 | 3438 | C | NOS.
RIGGERS GLOVES (L) | I025147 | CTOOLS | A | Test3395 | 3439 | C | NOS.
ALUMINIUM MULTI-TOOL WITH VARIOUS FEATURES | I025148 | CTOOLS | A | Test3396 | 3440 | C | NOS.
PMP SWIVEL PULLEY | I025153 | CTOOLS | A | Test3397 | 3441 | C | NOS.
CABLE TESTER (FLUKE)-MT-8200 | I025155 | CTOOLS | A | Test3398 | 3442 | C | NOS.
SPARROW 200 | I025156 | CTOOLS | A | Test3399 | 3443 | C | NOS.
ROPE RESCUE MANUAL | I025157 | CTOOLS | A | Test3400 | 3444 | C | NOS.
TOWER LIGHT (SOLAR)-LT810 | I025158 | CTOOLS | A | Test3401 | 3445 | C | NOS.
CIRCUIT BOARD FOR 48VOLT LED | I025159 | CTOOLS | A | Test3402 | 3446 | C | NOS.
78EIA-LCF78-062:RFS FLANGE CONNECTOR-7/8" EIA FLANGE | I025160 | CTOOLS | A | Test3403 | 3447 | C | NOS.
TWIST DRILL ADAPTER WITH SET SCREW | I025162 | CTOOLS | A | Test3404 | 3448 | C | NOS.
ELECTRO-HYDRAULIC HOLE PUNCHER | I025163 | CTOOLS | A | Test3405 | 3449 | C | NOS.
12,000-SERIES CUTTER KITS | I025164 | CTOOLS | A | Test3406 | 3450 | C | NOS.
3BA23171AB NDDI2-2 BOARD ANALOG TRUNK (8) | I025166 | SPABXSPR | A | Test3407 | 3451 | C | NOS.
3BA23265AD - EZ32-2 BOARD, 32 ANOLOG INTERFACES | I025167 | SPABXSPR | A | Test3408 | 3452 | C | NOS.
3BA58020AB 15M MDF TY1 64PTS DIN CBL FOR UA‚Z‚ NDDI‚BRA BRD | I025168 | SPABXSPR | A | Test3409 | 3453 | C | NOS.
3BA00637UB:4059/4059EE IP ATTENDANT KEYBOARD /USB CONN US EN | I025169 | SPABXSPR | A | Test3410 | 3454 | C | NOS.
APM30H,WD2B280PC:OUTDOOR POWER CABINET | I025170 | CPWR SYSTEM | A | Test3411 | 3455 | C | NOS.
TMC11H,WD2B8TMC:OUTDOOR TRANSMISSION | I025171 | CPWR SYSTEM | A | Test3412 | 3456 | C | NOS.
IBBS200D, WD2B1BBC:OUTDOOR BATTERY BACKUP CABNET | I025172 | CPWR SYSTEM | A | Test3413 | 3457 | C | NOS.
WINCH REP 10-6 | I025173 | CTOOLS | A | Test3414 | 3458 | C | NOS.
TREADED ROD GALVANIZED 12MMX250MM WITH NUT & WASHERS | I025174 | CINSTMAT | A | Test3415 | 3459 | C | NOS.
SUN-SC-1M-SM-SX-0.9P: FIBER OPTIC PIGTAIL | I025177 | OCRITICAL-ITEMS | A | Test3416 | 3460 | C | NOS.
3EH73031BE ANALOG TRUNK APA4 BOARD | I025178 | SPABXSPR | A | Test3417 | 3461 | C | NOS.
GXP2130:ENTERPRISES IP TELEPHONE(SL108) | I025179 | SPABXOTH | A | Test3418 | 3462 | C | NOS.
3BA03241RB:4059EE IP EN ATTENDANT PACK INCL.USB ATTENDANT KB | I025180 | SPABXIMAT | A | Test3419 | 3463 | C | NOS.
SSNPACK-RACK01:NGSDH DELIVERY ACCESSORIES PER RACK | I025181 | CTRNCNEWEQ | A | Test3420 | 3464 | C | NOS.
P-5.2-GRAY-20:EXTERNAL PWR CBLE,20M,5.2MM^2,PANTONE WARM GRY | I025182 | CTRNCNEWEQ | A | Test3421 | 3465 | C | NOS.
SS-OP-LC-SC-S-2.7:PATCH CORD-LC/PC-SC/PC-SM-G.652-2MM-2.7M | I025185 | CTRNACCEQ | A | Test3422 | 3466 | C | NOS.
SS-OP-LC-SC-S-5:PATCH CORD-LC/PC-SC/PC-SM-G.652-2MM-5M-PVC-Y | I025186 | CTRNACCEQ | A | Test3423 | 3467 | C | NOS.
SSOPATNLC-5:FIXED OPTICAL ATTENUATOR,1260NM-1620NM-5DB-LC/PC | I025187 | CTRNACCEQ | A | Test3424 | 3468 | C | NOS.
PGND-CONNECTOR01:SUBRACK PGND CONNECTOR SET | I025188 | CTRNACCEQ | A | Test3425 | 3469 | C | NOS.
GG FUSE, 20A 400V 8 X 31MM FERRAZ HBC | I025193 | OINSTMAT | A | Test3426 | 3470 | C | NOS.
PERMIT BOARDS | I025195 | OINSTMAT | A | Test3427 | 3471 | C | NOS.
SUN-ODN-J-W: FTTH TERMINAL BOX | I025197 | OINSTMAT | A | Test3428 | 3472 | C | NOS.
SUN-DC240-2-LSZH-F: FIBER OPTIC CABLE | I025199 | OINSTMAT | A | Test3429 | 3473 | C | Roll
COMBINATION SET 142PCS | I025200 | CTOOLS | A | Test3430 | 3474 | C | NOS.
FUEL HOSE 3/8" | I025201 | CINSTMAT | A | Test3431 | 3475 | C | ft
RACOR COMPLETE 500FG | I025202 | CINSTMAT | A | Test3432 | 3476 | C | NOS.
RACO HOSE CONN 3/8" 500FG | I025203 | CINSTMAT | A | Test3433 | 3477 | C | NOS.
1/4'DR RATCHET SPINNER SET 46PCS | I025204 | CTOOLS | A | Test3434 | 3478 | C | NOS.
DRILL BIT METRIC 19PCS | I025205 | CTOOLS | A | Test3435 | 3479 | C | NOS.
HAND SAW JACK 18" | I025206 | CTOOLS | A | Test3436 | 3480 | C | NOS.
HSS TWIST DRILL BIT 14MM | I025207 | CTOOLS | A | Test3437 | 3481 | C | NOS.
M10 LONG NOSE RIVETER 2.4-4.8MM | I025208 | CTOOLS | A | Test3438 | 3482 | C | NOS.
CANVAS 6'X50M | I025209 | CSITEMAINT | A | Test3439 | 3483 | C | Nos.
NET HOSE 2WHT CLR | I025210 | CSITEMAINT | A | Test3440 | 3484 | C | ft
HOSE CLIPS 1" SS | I025211 | CSITEMAINT | A | Test3441 | 3485 | C | NOS.
CRIMPING LUG 25-10 STL | I025212 | CSITEMAINT | A | Test3442 | 3486 | C | NOS.
CRIMPING LUG 16-10 STL | I025213 | CSITEMAINT | A | Test3443 | 3487 | C | NOS.
INDUSTRIAL SOCKET 3P 32A | I025214 | CINSTMAT | A | Test3444 | 3488 | C | NOS.
DTSRIBUTION BOX ENLOSURE 200X300X130MM ABS IP67 DB | I025215 | CINSTMAT | A | Test3445 | 3489 | C | NOS.
INDUSTRIAL PLUG 3P 32A | I025216 | CINSTMAT | A | Test3446 | 3490 | C | NOS.
CHANGOVER SWITCH REAR 63A 4P | I025217 | CINSTMAT | A | Test3447 | 3491 | C | NOS.
CHANGE OVER SWITCH 63A 4P | I025218 | CINSTMAT | A | Test3448 | 3492 | C | NOS.
CABLE GLAND M25 | I025219 | CINSTMAT | A | Test3449 | 3493 | C | NOS.
MOBILE BATTERY BANK | I025222 | CMISC | A | Test3450 | 3494 | C | NOS.
ISDN-BRI PHONE | I025224 | CMODROUT | A | Test3451 | 3495 | C | NOS.
ALCATEL T76 ANALOGUE SINGLE LINE PHONE | I025226 | OTELEEQ | A | Test3452 | 3496 | C | NOS.
SMA CABLE 15M | I025227 | CINSTMAT | A | Test3453 | 3497 | C | NOS.
SMA CABLE 20M | I025228 | CINSTMAT | A | Test3454 | 3498 | C | NOS.
UMTS OUTDOOR PANEL ANTENNA SMA(F) | I025229 | CINSTMAT | A | Test3455 | 3499 | C | NOS.
DELL SERVER T110 INTEL XEON CPU E3-1220 V2 3.10GHZ 4C,4GB RA | I025231 | SSRVRS | A | Test3456 | 3500 | C | NOS.
CUTTING WHEEL 3MMX12" | I025232 | CTOOLS | A | Test3457 | 3501 | C | NOS.
H80D00X2CS01:2 PORT 10GE UPLINK INTERFACE CARD SUPPORT SYNCE | I025242 | CTRNCNEWEQ | A | Test3458 | 3502 | C | NOS.
ELECTROMAGNETIC LOCK\GL-600-S-12V(SL114) | I025251 | SINSTMAT | A | Test3459 | 3503 | C | NOS.
BRACKET\LZ-GL600(SL114) | I025252 | SINSTMAT | A | Test3460 | 3504 | C | NOS.
DOOR LOOP(S.S) ABK-402(SL114) | I025253 | SINSTMAT | A | Test3461 | 3505 | C | NOS.
FAIL SECURE ELECTRIC BOLT LOCK CSB-600C(LED)WITH CYLIN(SL114 | I025254 | SINSTMAT | A | Test3462 | 3506 | C | NOS.
FERMAX P.S.U DIN6 100-240V AC/12VDC-2A(SL114) | I025255 | SINSTMAT | A | Test3463 | 3507 | C | NOS.
LANYARD AND CLIP(SL114) | I025258 | SMISC | A | Test3464 | 3508 | C | NOS.
DTC1250E DUAL SIDE CARD PRINTER(SL114) | I025259 | SMISC | A | Test3465 | 3509 | C | NOS.
RIBBON CARTRIDGE(SL114) | I025260 | SMISC | A | Test3466 | 3510 | C | NOS.
HOISTING GRIP HOIST1-12C | I025261 | CINSTMAT | A | Test3467 | 3511 | C | NOS.
HOISTING GRIP HOIST1-78C | I025262 | CINSTMAT | A | Test3468 | 3512 | C | NOS.
ALCATEL 8039 PREMIUM DESKPHONE INT:3MG27104WW | I025266 | OCRITICAL-ITEMS | A | Test3469 | 3513 | C | NOS.
CORDLESS IMPACT DRILL DRIVER GSB 14.4V | I025280 | STOOLS | A | Test3470 | 3514 | C | NOS.
CORDLESS SCREW DRIVER GSR10.8V-LI(SL112) | I025281 | STOOLS | A | Test3471 | 3515 | C | NOS.
DRILL BIT FLAT 16MM(SL112) | I025282 | STOOLS | A | Test3472 | 3516 | C | NOS.
DRILL BIT FLAT 20MM(SL112) | I025283 | STOOLS | A | Test3473 | 3517 | C | NOS.
DRILL BIT FWIB 25X400MM(SL112) | I025284 | STOOLS | A | Test3474 | 3518 | C | NOS.
DRILL BIT METRIC 19PCS SET(SL112) | I025285 | STOOLS | A | Test3475 | 3519 | C | NOS.
DRILL BIT MULTICONSTRUCTION 7PCS SET(SL112) | I025286 | STOOLS | A | Test3476 | 3520 | C | NOS.
M10 PCS200 CABLE SHEAR 200MM | I025287 | STOOLS | A | Test3477 | 3521 | C | NOS.
TAJIMA SEALANT APPLICATOR CNV-100(SL112) | I025288 | STOOLS | A | Test3478 | 3522 | C | NOS.
WHG321:4IPNET WHG321 WLAN CONTROLLER(SL115) | I025292 | SWIFIEQUIP | A | Test3479 | 3523 | C | NOS.
OWL620:4IPNET OWL620 - LONG RANGE OUTDOOR AP/ BRIDGE(SL115) | I025296 | SWIFIEQUIP | A | Test3480 | 3524 | C | NOS.
ANT-OD242508M:ANT-2.4GHZ-2.5GHZ 8DBI OMNI-DIRECTNL ANT(SL115 | I025297 | SWIFIEQUIP | A | Test3481 | 3525 | C | NOS.
SAMSUNG GALAXY S7 FLAT BLACK | I025298 | POSG12 | A | Test3482 | 3526 | A | NOS.
SAMSUNG GALAXY S7 FLAT GOLD | I025299 | POSG12 | A | Test3483 | 3527 | A | NOS.
SAMSUNG GALAXY S7 EDGE GOLD | I025300 | POSG12 | A | Test3484 | 3528 | A | NOS.
SAMSUNG GALAXY S7 EDGE BLACK | I025301 | POSG12 | A | Test3485 | 3529 | A | NOS.
SAMSUNG GALAXY S7 EDGE SILVER | I025302 | POSG12 | A | Test3486 | 3530 | A | NOS.
18V PERCUSSION DRILL LI-ION(SL112) | I025308 | STOOLS | A | Test3487 | 3531 | C | NOS.
12V DRILL DRIVER LI-ION(SL112) | I025309 | STOOLS | A | Test3488 | 3532 | C | NOS.
FAIL SAFE NARROW DOOR ELECTRIC BOLT LOCK (SL114) | I025316 | SINSTMAT | A | Test3489 | 3533 | C | NOS.
WASHING MACHINE | I025317 | CMISC | A | Test3490 | 3534 | C | NOS.
LAUNDRY DRYER INDESSIT | I025318 | CMISC | A | Test3491 | 3535 | C | NOS.
ST3600057SS:600GB DELL ENT.PLUS SAS 6GBPS 15K | I025320 | OSRVRACS | A | Test3492 | 3536 | C | NOS.
SUN-PLC132-2L1.5-ASC-C: PLC SPLITTER (SL115) | I025326 | SOPFIBRNTWK | A | Test3493 | 3537 | C | NOS.
50W LED RECHARGABLE FLOOD LIGHT | I025327 | OTOOLS | A | Test3494 | 3538 | C | NOS.
SUN-PLC116-2L1.5-ASC-C: PLC SPLITTER (SL115) | I025328 | SOPFIBRNTWK | A | Test3495 | 3539 | C | NOS.
SUN-ASC-1M-ASC-SM-SX-2P: FIBER OPTIC PATCHCORD (SL115) | I025329 | SOPFIBRNTWK | A | Test3496 | 3540 | C | NOS.
SUN-OCC-96SMC-B: OUTDOOR CROSS-CONNECT CABINET (SL115) | I025330 | SOPFIBRNTWK | A | Test3497 | 3541 | C | NOS.
SUN-ODB-RM2C-24SC: FIBER OPTIC TERMINAL BOX (SL115) | I025331 | SOPFIBRNTWK | A | Test3498 | 3542 | C | NOS.
SUN-ASC-AD: FIBER OPTIC ADAPTOP (SL115) | I025332 | SOPFIBRNTWK | A | Test3499 | 3543 | C | NOS.
SUN-ODB-RM2C-12SC: FIBER OPTIC TERMINAL BOX (SL115) | I025333 | SOPFIBRNTWK | A | Test3500 | 3544 | C | NOS.
SUN-ASC-AD: FIBER OPTIC ADAPTOP (SL115) | I025334 | SOPFIBRNTWK | A | Test3501 | 3545 | C | NOS.
SUN-CATV-T15D02-AC: CATV OPTICAL TRANSMITTER (SL115) | I025335 | SOPFIBRNTWK | A | Test3502 | 3546 | C | NOS.
SUN-EDFA-30-P8: ERBIUM-DOPED FIBER AMPLIFIER (SL115) | I025336 | SOPFIBRNTWK | A | Test3503 | 3547 | C | NOS.
COFFEE MACHINE FILTER | I025337 | CMISC | A | Test3504 | 3548 | C | NOS.
MULTI FUNCTION BUSINESS BACKPACK | I025338 | CMISC | A | Test3505 | 3549 | C | NOS.
42U SER RACK 600X1000MM BK(SL109) | I025341 | SSRVRKS | A | Test3506 | 3550 | C | NOS.
CABLE MANAGEMENT PANEL 2U(SL109) | I025342 | SSRVRKS | A | Test3507 | 3551 | C | NOS.
CABLE MANAGEMENT METAL 1U(SL109) | I025343 | SSRVRKS | A | Test3508 | 3552 | C | NOS.
24 PORT CAT6 PATCH PANEL(SL109) | I025344 | SSRVRKS | A | Test3509 | 3553 | C | NOS.
SCREW DRIVER 6 PCS | I025347 | CTOOLS | A | Test3510 | 3554 | C | NOS.
SLIP CHANNEL PUMP PLIERS 8” | I025348 | CTOOLS | A | Test3511 | 3555 | C | NOS.
INSULATED COMBINATION PLIER 175MM | I025350 | CTOOLS | A | Test3512 | 3556 | C | NOS.
42U SERVER RACK 600X100MM BK(SL106) | I025351 | SSRVRKS | A | Test3513 | 3557 | C | NOS.
6U SERVER RACK W ITH FAN 61 X 56.5 X 37 19" BK/GRY(SL106) | I025352 | SSRVRKS | A | Test3514 | 3558 | C | NOS.
12U SERVER RACK 600 X 540MM(SL106) | I025353 | SSRVRKS | A | Test3515 | 3559 | C | NOS.
COMPRESSURE OIL 1LTR | I025356 | CACNSPR | A | Test3516 | 3560 | C | NOS.
COPPER ELBOW 7/8 45DEG | I025357 | CACNSPR | A | Test3517 | 3561 | C | NOS.
COPPER ELBOW 7/8 90DEG | I025358 | CACNSPR | A | Test3518 | 3562 | C | NOS.
COPPER PIPE 7/8"X 5.8M | I025359 | CACNSPR | A | Test3519 | 3563 | C | NOS.
INSULATION PIPE ID 7/8 X 1" | I025360 | CACNSPR | A | Test3520 | 3564 | C | NOS.
FABRICATING CAMERA STANDS & BRACKET STAINLESS STEEL (SL113) | I025361 | SSURVLNCE | A | Test3521 | 3565 | C | NOS.
NETSURE 212 C23 RECTIFIER (SL115) | I025362 | SRECTSP | A | Test3522 | 3566 | C | NOS.
SPM-D6RCA 1.5 SUB-D INTO 2 X RCA3 QUATTRO MODULATORS (CABLE) | I025363 | OCRITICAL-ITEMS | A | Test3523 | 3567 | C | NOS.
LAPTOP I5 | I025364 | CLPTPCMPT | A | Test3524 | 3568 | C | NOS.
RLVL 85 FT: STRAIGHT AND ANGLE CONNECTOR | I025365 | CINSTMAT | A | Test3525 | 3569 | C | NOS.
SSLB 400 DD: JOINT PLATE | I025366 | CINSTMAT | A | Test3526 | 3570 | C | NOS.
FIRE EXTINGUISHERS WATER 9LTR | I025367 | OHEALTHSAFETY | A | Test3527 | 3571 | C | NOS.
WS-C2960X-48FPD-L: GIGE POE 740W 2X10G SFP+ LAN BASE(SL113) | I025368 | SMODROUT | A | Test3528 | 3572 | C | NOS.
CON-SNT-WSC296XL:SNTC-8X5XNBD CATALYST 2960-X 48 GI(SL113) | I025369 | SMODROUT | A | Test3529 | 3573 | C | NOS.
CAB-ACU:AC POWER CORD(UK)C13 BS 1363 2.5M(SL113) | I025370 | SMODROUT | A | Test3530 | 3574 | C | NOS.
CAB-CONSOLE-USB:CNSLE CBL 6’ WITH USB TYPE A & MINI-B(SL113) | I025371 | SMODROUT | A | Test3531 | 3575 | C | NOS.
PWR-CLP:POWER RETAINER CLIP COMPACT SWIT(SL113) | I025372 | SMODROUT | A | Test3532 | 3576 | C | NOS.
SFP-10G-SR=:10GBASE-SR SFP MODULE(SL113) | I025373 | SMODROUT | A | Test3533 | 3577 | C | NOS.
WPSU50A05:R4850G2 1U 3000W HIGH EFFICIENCY RECTIFIER | I025375 | CTRNACCEQ | A | Test3534 | 3578 | C | NOS.
TP48200AHT15B2:TP48200A-HT15B2 | I025376 | CTRNACCEQ | A | Test3535 | 3579 | C | NOS.
WESA05001:ENERGY STORAGE UNIT,ESU-A/D SERIES,48V,50AH | I025377 | CTRNACCEQ | A | Test3536 | 3580 | C | NOS.
ESMU-02A:ESMU-02A | I025378 | CTRNACCEQ | A | Test3537 | 3581 | C | NOS.
WD21BPACKAGE:TP48200A,TP48200B,TP48200E,TP48300/A | I025379 | CTRNACCEQ | A | Test3538 | 3582 | C | NOS.
QWMC0000FE01:SINGLE CBLE,SHIELDING STRAIGHT THROUGH CBL,2.2M | I025380 | CTRNACCEQ | A | Test3539 | 3583 | C | NOS.
CBLK01003:PWR CBL,600V/1000V,ZA-RVV,4X10MM2,BK(4C:BRN,BK,GRY | I025381 | CTRNACCEQ | A | Test3540 | 3584 | C | Mtr
C1016YG00:POWER CBL 450V/750V 60227 IEC 02RV 16MM,2YLW/GREEN | I025382 | CTRNACCEQ | A | Test3541 | 3585 | C | Mtr
6U SERVER RACK WITH FAN 61X56.5X37 19"(W 600MM/D540M)(SL109) | I025383 | SSRVRKS | A | Test3542 | 3586 | C | NOS.
MOBILE FILLING COMPACTOR 8 BAYS, 2 BAYS DEEP | I025384 | CFURNITURE | A | Test3543 | 3587 | C | NOS.
MOBILE FILLING COMPACTOR 4 BAYS, 1 BAYS DEEP | I025385 | CFURNITURE | A | Test3544 | 3588 | C | NOS.
SONY BRAVIA TV KDL-43W800C (SL113) | I025386 | SDISPDVCS | A | Test3545 | 3589 | C | NOS.
LAPTOP ASUS A555LF-XX,135/136/137 INTEL I5,4GB,1TB,WIN,NV2GB | I025394 | CLPTPCMPT | A | Test3546 | 3590 | C | NOS.
RACK, UX 42U/800MMW/1200MMD 4 PARTITION | I025397 | CSRVRKS | A | Test3547 | 3591 | C | NOS.
FLATPACK 2 CONTROL MODULE WITH ETHERNET INTERFACE | I025398 | CRECTSP | A | Test3548 | 3592 | C | NOS.
HP SPS-ASSY 4GB FC DISK SHELF IO | I025405 | CSRVRACS | A | Test3549 | 3593 | C | NOS.
HP EVA M6412 ENC 300GB 15K RPM FIBRE CHANNEL 3.5" HDD | I025406 | CSRVRACS | A | Test3550 | 3594 | C | NOS.
HP STORAGEWORKS EVA6400 HSV400 CONTROLLER - AJ757A | I025407 | CSRVRACS | A | Test3551 | 3595 | C | NOS.
BRAND SIGNAGE LIGHT BOX | I025412 | OMISC | A | Test3552 | 3596 | C | NOS.
CABLE LINK 4MM YELLOW | I025413 | CINSTMAT | A | Test3553 | 3597 | C | NOS.
JUNIOR HACK SAW FRAME WITH BLADE | I025414 | CTOOLS | A | Test3554 | 3598 | C | NOS.
INTERCHANGEABLE SCREW DRIVERS | I025415 | CTOOLS | A | Test3555 | 3599 | C | NOS.
ASUS A555LF-XX135/136/137 | I025417 | CLPTPCMPT | A | Test3556 | 3600 | C | NOS.
AIR CONDITIONER 9K BTU INVERTER | I025419 | CACNSPR | A | Test3557 | 3601 | C | nos.
50W LED FLOOD LIGHT | I025423 | CSITEMAINT | A | Test3558 | 3602 | C | NOS.
13A PLUG | I025424 | CSITEMAINT | A | Test3559 | 3603 | C | NOS.
POWER CABLE 3C X 1.5MM | I025425 | CPWRCABLE | A | Test3560 | 3604 | C | NOS.
PREMIUM CORDED MONO WB HEADSET SC232 ALE | I025427 | SOTHTELEQ | A | Test3561 | 3605 | C | NOS.
FG-500D-BDL:10XGE RJ45 PORTS,8XGE SFP SLOTS,FORTIASIC NP6 | I025428 | SMODROUT | A | Test3562 | 3606 | C | NOS.
DELL S2415H 23.8” MONITOR | I025429 | CMISC | A | Test3563 | 3607 | C | NOS.
DELL OPTIPLEX 3040 MINI TOWER COMPUTER SYSTEM | I025430 | CMISC | A | Test3564 | 3608 | C | NOS.
LAPTOP DELL LATITUDE 3470 | I025431 | CLPTPCMPT | A | Test3565 | 3609 | C | NOS.
EPSON TM-U220A | I025432 | CMISC | A | Test3566 | 3610 | C | NOS.
730063-B21: HP 400GB 6G SATA ME 2.5IN EM SSD | I025435 | CSRVRACS | A | Test3567 | 3611 | C | NOS.
676333-B21: HP 8GB (1X8GB)SINGLE RANK X4 PC3-12800(DDR-1600) | I025436 | CSRVRACS | A | Test3568 | 3612 | C | NOS.
MZ-7KE1T0BW: SAMSUNG 1TB 850 PRO SATA 6GB/SEC INTERNAL SSD B | I025437 | CSRVRACS | A | Test3569 | 3613 | C | NOS.
MZ-7KE2T0BW: SAMSUNG 2TB 850 PRO SATA 6GB/SEC INTERNAL SSD B | I025438 | CSRVRACS | A | Test3570 | 3614 | C | NOS.
DELL VOSTRO 5470 KEYBOARD (KEYBOARD + TOUCH PAD) | I025440 | OPCACSRS | A | Test3571 | 3615 | C | NOS.
60K BTU AIR CONDITIONER (CEILING CASSETTE) | I025441 | CACNSPR | A | Test3572 | 3616 | C | NOS.
T-SHIRT RED (SMALL) | I025451 | OUNIFMAT | A | Test3573 | 3617 | C | NOS.
T-SHIRT RED (MEDIUM) | I025452 | OUNIFMAT | A | Test3574 | 3618 | C | NOS.
T-SHIRT RED (LARGE) | I025453 | OUNIFMAT | A | Test3575 | 3619 | C | NOS.
T-SHIRT RED (X-LARGE) | I025454 | OUNIFMAT | A | Test3576 | 3620 | C | NOS.
T-SHIRT RED (2X-LARGE) | I025455 | OUNIFMAT | A | Test3577 | 3621 | C | NOS.
T-SHIRT RED (3X-LARGE) | I025456 | OUNIFMAT | A | Test3578 | 3622 | C | NOS.
T-SHIRT RED LONG SLEEVE (SMALL) | I025457 | OUNIFMAT | A | Test3579 | 3623 | C | NOS.
T-SHIRT RED LONG SLEEVE (MEDIUM) | I025458 | OUNIFMAT | A | Test3580 | 3624 | C | NOS.
T-SHIRT RED LONG SLEEVE (LARGE) | I025459 | OUNIFMAT | A | Test3581 | 3625 | C | NOS.
T-SHIRT RED LONG SLEEVE (X-LARGE) | I025460 | OUNIFMAT | A | Test3582 | 3626 | C | NOS.
T-SHIRT RED LONG SLEEVE (2X-LARGE) | I025461 | OUNIFMAT | A | Test3583 | 3627 | C | NOS.
T-SHIRT RED LONG SLEEVE (3X-LARGE) | I025462 | OUNIFMAT | A | Test3584 | 3628 | C | NOS.
T-SHIRT RED LONG SLEEVE (XXX-LARGE) | I025463 | OTELEEQ | A | Test3585 | 3629 | C | NOS.
A5 APPLICATION/FLYER STAND | I025469 | OSTNMAT | A | Test3586 | 3630 | C | NOS.
A4 APPLICATION/FLYER STAND | I025470 | OSTNMAT | A | Test3587 | 3631 | C | NOS.
MULTI MODE DUPLEX FIBER OPTIC PATCH CORD LC-SC 2M(MS030) | I025472 | SOPFIBRNTWK | A | Test3588 | 3632 | C | NOS.
CABLE MANAGEMENT PANEL - 2U(MS030) | I025473 | SSRVRACS | A | Test3589 | 3633 | C | NOS.
2 PAIR TELEPHONE FLAT CABLE(MS030) | I025474 | SINSTMAT | A | Test3590 | 3634 | C | NOS.
RED AND BLACK SPEAKER CABLE 100M(MS030) | I025475 | SINSTMAT | A | Test3591 | 3635 | C | NOS.
42U SERVER RACK WIDTH X DEPTH600X1000MM BLK-WT2041D42(MS030) | I025476 | SSRVRKS | A | Test3592 | 3636 | C | NOS.
FULLY LOADED 12 PORT ODF WITH DUPLEX MM CONNECTORS(MS030) | I025477 | SOPFIBRNTWK | A | Test3593 | 3637 | C | NOS.
CAT6 PATCH PANEL 24 PORT (MS030) | I025478 | SOPFIBRNTWK | A | Test3594 | 3638 | C | NOS.
THURAYA- XT LITE | I025479 | POSG10 | A | Test3595 | 3639 | A | NOS.
SATSLEEVE PLUS - THURAYA | I025480 | POSG10 | A | Test3596 | 3640 | A | NOS.
SF-2500 - THURAYA | I025481 | POSG10 | A | Test3597 | 3641 | C | NOS.
INDOOR REPEATER - THURAYA | I025482 | POSG10 | A | Test3598 | 3642 | C | NOS.
J9625A: HP 2620-24-POE+SWITCH | I025486 | SMODROUT | A | Test3599 | 3643 | C | NOS.
J9627A:HP 2620-48-POE+ SWITCH | I025487 | SMODROUT | A | Test3600 | 3644 | C | NOS.
GXP1610:GRANDSTREAM | I025488 | SMODROUT | A | Test3601 | 3645 | C | NOS.
GXP1628:GRANDSTREAM | I025489 | SMODROUT | A | Test3602 | 3646 | C | NOS.
GXP2130:GRANDSTREAM | I025490 | SMODROUT | A | Test3603 | 3647 | C | NOS.
GXV3240:GRANDSTREAM | I025491 | SMODROUT | A | Test3604 | 3648 | C | NOS.
GXV3275:GRANDSTREAM | I025492 | SMODROUT | A | Test3605 | 3649 | C | NOS.
3EH73092AB ANALOG INTERFACES SLI16-2 BOARD (MS030) | I025497 | SPABXSPR | A | Test3606 | 3650 | C | NOS.
DELL OPTIPLEX 5040 MT DESKTOP COMPUTER SYSTEM(SL113) | I025499 | SPCSYSTM | A | Test3607 | 3651 | C | NOS.
42U SERVER RACK WIDTH X DEPTH600X1000MM BLK-WT2041D42(SL115) | I025500 | SSRVRKS | A | Test3608 | 3652 | C | NOS.
6U/600MM DEPTH RACK WITH 6-SOCKET HORIZONTAL PDU BLK(SL115) | I025501 | SSRVRKS | A | Test3609 | 3653 | C | NOS.
H5689F02F:2.2M FRONT ACCESS ASSEMBLY CABINET 48V SUPPORTING | I025502 | CMSANEQACC | A | Test3610 | 3654 | C | NOS.
LE0MDCPDBX00:FRONT ACCESS MAINTAINED CABINET POWER DISTR.BOX | I025503 | CMSANEQACC | A | Test3611 | 3655 | C | NOS.
CADSL6407:SUBSCRIBER CABLE 64 CHANNEL ADSL 40M,04MM 128CORES | I025504 | CMSANEQACC | A | Test3612 | 3656 | C | NOS.
LUB OIL FILTER ( FLEET GURD) LF3345 | I025505 | OGENTSP | A | Test3613 | 3657 | C | NOS.
A0016-001-001-001-001-1:IG3100 BASE UNIT (100 DEVICE LIC) | I025506 | CMODROUT | A | Test3614 | 3658 | C | NOS.
A0022-001-001-001-001-1: ACCOUNT PRINTER(AP2100) | I025507 | CMODROUT | A | Test3615 | 3659 | C | NOS.
901-1205-UK00:ZONEDIRECTOR 1200, LICENSED FOR UP TO 5 ZONEFL | I025508 | CMODROUT | A | Test3616 | 3660 | C | NOS.
SHORTS W/O JERSEY | I025519 | OMISC | A | Test3617 | 3661 | C | NOS.
SOCKS | I025520 | OMISC | A | Test3618 | 3662 | C | NOS.
CABLE MANAGEMENT METAL 1U WT2387(SL106) | I025521 | SINSTMAT | A | Test3619 | 3663 | C | NOS.
CABLE MANAGEMENT PANEL 2U(SL106) | I025522 | SINSTMAT | A | Test3620 | 3664 | C | NOS.
24 PORT UTP PATCH PANEL WITH 24 PCS CAT6 KEYSTONE JACK(SL106 | I025523 | SINSTMAT | A | Test3621 | 3665 | C | NOS.
8 WAY POWER EXTENSION BOARD UK(SL106) | I025524 | SINSTMAT | A | Test3622 | 3666 | C | NOS.
LS RG 11 CABLE ROLL WITH 95% JEL 300M(SL106) | I025525 | SINSTMAT | A | Test3623 | 3667 | C | ft
RG6 F-TYPE CONNECTOR(SL106) | I025526 | SINSTMAT | A | Test3624 | 3668 | C | NOS.
CAT6 PATCH CORD BLUE 0.5M(SL106) | I025527 | SINSTMAT | A | Test3625 | 3669 | C | NOS.
RACK PDU 2G, METERED-BY-OUTLET, ZERO U,32A,230V(AP8453) | I025528 | CSRVRKS | A | Test3626 | 3670 | C | NOS.
DELL S2415H 23.8" LCD MONITOR(SL113) | I025531 | SDISPDVCS | A | Test3627 | 3671 | C | NOS.
WALL MOUNT BRACKET(SL113) | I025532 | SINSTMAT | A | Test3628 | 3672 | C | NOS.
LENOVO IDEAPAD G40-80 | I025535 | CLPTPCMPT | A | Test3629 | 3673 | C | NOS.
AXIS M3024-LVE:NETWORK CAMERA | I025536 | CSURVLNCE | A | Test3630 | 3674 | C | NOS.
QW1P0FIBER04: OPTICAL ADAPTER,SC/UPC,SC/UPC,BLUE,SHELL:PLAST | I025541 | CMOBSWEQ | A | Test3631 | 3675 | C | NOS.
N00MWDW03: OPTICAL COUPLER,SINGLE MODE,1*2,1310NM,+/-40NM,50 | I025542 | CMOBSWEQ | A | Test3632 | 3676 | C | NOS.
FUEL WATER SEPARATOR, FS1280 | I025555 | OGENTSP | A | Test3633 | 3677 | C | NOS.
SAMSUNG UHD LED TV 60JU6400 | I025563 | CMISC | A | Test3634 | 3678 | C | NOS.
COIL, PULSER. P/N: 69J8558000 | I025565 | OENGSPARES | A | Test3635 | 3679 | C | NOS.
D32-1/3:CEL-FI DUO 1/3 (UMTS+LTE) | I025568 | OANTMAST | A | Test3636 | 3680 | C | NOS.
S32-1/3:CEL-FI PRIME 1/3 (UMTS+LTE) | I025569 | OANTMAST | A | Test3637 | 3681 | C | NOS.
XF192 PUMP DAVEY 08KW | I025576 | CSITEMAINT | A | Test3638 | 3682 | C | NOS.
3EH08089AB:RCE MODULE LINK KIT 2 | I025577 | SPABXSPR | A | Test3639 | 3683 | C | NOS.
ECY-72D:EUROPEAN CYLINDER WITH DOUBLE SIDE KEY(SL114) | I025579 | SINSTMAT | A | Test3640 | 3684 | C | NOS.
CRUCIAL BX200 240 GB 2.5" INTERNAL SOLID STATE DRIVE | I025580 | OPCACSRS | A | Test3641 | 3685 | C | NOS.
CAT.6,U/UTP PATCH CORD 1M-BLUE | I025582 | CINSTMAT | A | Test3642 | 3686 | C | NOS.
CAT6,U/UTP PATCH CORD 1M-GREEN | I025583 | CINSTMAT | A | Test3643 | 3687 | C | NOS.
CAT6,U/UTP PATCH CORD 1M-RED | I025584 | CINSTMAT | A | Test3644 | 3688 | C | NOS.
CAT6,U/UTP PATCH CORD 1M-YELLOW | I025585 | CINSTMAT | A | Test3645 | 3689 | C | NOS.
CAT6,U/UTP PATCH CORD 2M-BLUE | I025586 | CINSTMAT | A | Test3646 | 3690 | C | NOS.
CAT6,U/UTP PATCH CORD 2M-GREEN | I025587 | CINSTMAT | A | Test3647 | 3691 | C | NOS.
CAT6,U/UTP PATCH CORD 2M-RED | I025588 | CINSTMAT | A | Test3648 | 3692 | C | NOS.
CAT6,U/UTP PATCH CORD 2M-YELLOW | I025589 | CINSTMAT | A | Test3649 | 3693 | C | NOS.
TONER FOR HP LASERJET PRO M127FN | I025591 | OSTNMAT | A | Test3650 | 3694 | C | NOS.
HEAT CONTROLL FILM | I025600 | OSITEMAINT | A | Test3651 | 3695 | C | sq. ft
LED PANEL LIGHTS 600X600 | I025601 | OSITEMAINT | A | Test3652 | 3696 | C | NOS.
UCM6510:1 E1/T1/J1, 2 FXO, 2 FXS IP PABX | I025602 | OCRITICAL-ITEMS | A | Test3653 | 3697 | C | NOS.
LAPTOP XPS 13(9350)I7/8GB/256GB | I025604 | SLPTPCMPT | A | Test3654 | 3698 | C | NOS.
LED TV 40" | I025605 | ODISPDVCS | A | Test3655 | 3699 | C | NOS.
BEAN BAG | I025627 | OMISC | A | Test3656 | 3700 | C | NOS.
3BA23275AB: ARMADA DAUGHTER BOARD FOR 30 ADDNL COMPR (MS031) | I025629 | SPABXSPR | A | Test3657 | 3701 | C | NOS.
3EH73005AC:REFLEXES™ INTERFACES BOARD-8 UA INTERFACES(MSO31) | I025630 | SPABXSPR | A | Test3658 | 3702 | C | NOS.
3EH73050AB:DIGITAL INTERFACES UAI16-1 BOARD(MS031) | I025631 | SPABXSPR | A | Test3659 | 3703 | C | NOS.
3BA03215AA: GENERIC POWER CORD (MS031) | I025632 | SPABXSPR | A | Test3660 | 3704 | C | NOS.
3EH75001AB-MOUNTING KIT FOR RACK 3(MS031) | I025633 | SPABXSPR | A | Test3661 | 3705 | C | NOS.
3EH76034AA-BLIND SLOT STIFFNER (X1) (MS031) | I025634 | SPABXSPR | A | Test3662 | 3706 | C | NOS.
3BA00752AA: IP MEDIA GATEWAY CABINETS (2XMR3),230V PS(MS031) | I025635 | SPABXSPR | A | Test3663 | 3707 | C | NOS.
3GV27011TB: ALCATEL-LUCENT 4019 DIGITAL PHONE URBAN (MS031) | I025636 | SPABXSPR | A | Test3664 | 3708 | C | NOS.
3MG27103WW 8029 PREMIUM DESKPHONE INT (MS031) | I025637 | SPABXSPR | A | Test3665 | 3709 | C | NOS.
SWIVEL ARM HORN FOR CO2 2KG | I025654 | OHEALTHSAFETY | A | Test3666 | 3710 | C | NOS.
VALVE ASSEMBLY FOR DCP FIRE EXTINGUISHERS | I025655 | OHEALTHSAFETY | A | Test3667 | 3711 | C | NOS.
APC SMART-UPS C 3000VA RACK MOUNT LCD 230V(SL115) | I025658 | SMISC | A | Test3668 | 3712 | C | NOS.
SUN-CMU-1U:CABLE MANAGEMENT | I025671 | OCRITICAL-ITEMS | A | Test3669 | 3713 | C | NOS.
STATOR MOTOR (BOSCH). P/N:0-001-413-004 (12 VOLT) | I025674 | OENGSPARES | A | Test3670 | 3714 | C | NOS.
15 MTR CABLE FOR CS-8 TO CM-602(MS030) | I025676 | SINSTMAT | A | Test3671 | 3715 | C | NOS.
L TALL CABINET 80X40X160 | I025677 | CFURNITURE | A | Test3672 | 3716 | C | NOS.
DELL 16GB 2RX4 PC4-2133MHZ 288-PIN 1.2V ECC MEMORY | I025679 | CSRVRACS | A | Test3673 | 3717 | C | NOS.
DLNA1.5 & UPNP CERT,DUAL-CORE PROCESSOR,GIGABIT ETHRNT(4X4TB | I025682 | CSRVRACS | A | Test3674 | 3718 | C | NOS.
SHOPPING BAG | I025686 | OMISC | A | Test3675 | 3719 | C | NOS.
AIRQ 100 SERIES SOC | I025687 | OMISC | A | Test3676 | 3720 | C | NOS.
CAT6 48 PORT PATCH PANEL | I025689 | SOPFIBRNTWK | A | Test3677 | 3721 | C | NOS.
DP750:HD DECT BASE STATION | I025691 | OCRITICAL-ITEMS | A | Test3678 | 3722 | C | NOS.
LITE TRAVELLER | I025694 | POSG33 | A | Test3679 | 3723 | C | NOS.
CONNECTED TRAVELLER | I025695 | POSG33 | A | Test3680 | 3724 | C | NOS.
STICKER 8.5 X 8.5 | I025697 | OSTNMAT | A | Test3681 | 3725 | C | NOS.
POINT SOCKET OUTLET WIRING & FIXING WITH WORK STATION | I025698 | SMISC | A | Test3682 | 3726 | C | NOS.
54 CIRCUIT DB WIRING | I025699 | SMISC | A | Test3683 | 3727 | C | NOS.
EQUIPMENT FOR SECTOR ADDITION 1ECEM-1RRH60C | I025706 | CTRNACCEQ | A | Test3684 | 3728 | C | NOS.
RFS DUAL BAND ANTENNA APXV9R20B-C(PANEL/790-960/1710-2200/65 | I025707 | CANTMAST | A | Test3685 | 3729 | C | NOS.
PANASONIC TELEPHONE KXT-TS820MX | I025713 | OTELEEQ | A | Test3686 | 3730 | C | NOS.
19" RACK MOUNT OPTICAL DISTRIBUTION FRAME 12-PORT WITH SC SM | I025715 | CSRVRKS | A | Test3687 | 3731 | C | NOS.
AXIS Q2901-E:PT MOUNT TEMP. ALRM CAMERA(9MM)THERMAL N CAMERA | I025730 | CSURVLNCE | A | Test3688 | 3732 | C | NOS.
POLE MOUNT OD CABINETS WITH POWER SYSTEMS | I025731 | CPWR SYSTEM | A | Test3689 | 3733 | C | NOS.
POLE MOUNT OD CABINETS WITH POWER SYSTEMS-SPARE SYSTEM | I025732 | CPWR SYSTEM | A | Test3690 | 3734 | C | NOS.
AP9876:APC POWER CABLE IEC320 EN60320 C19 (F)IEC309(M)8FT BK | I025733 | CPWRCABLE | A | Test3691 | 3735 | C | NOS.
ASUS K31AD-MY008S I5-4460 SERIES DESKTOP PC(SL118) | I025734 | SPCSYSTM | A | Test3692 | 3736 | C | NOS.
SONY BRAVIA TV KDL-55W800C(SL118) | I025735 | SDISPDVCS | A | Test3693 | 3737 | C | NOS.
FG-900D:2 X 10GE SFP+ SLOTS, 16 X GE SFP SLOTS(SL118) | I025738 | SMODROUT | A | Test3694 | 3738 | C | NOS.
FS-124D-POE:L2 POE SWITCH — 24X GE RJ45 PORTS (SL118) | I025740 | SMODROUT | A | Test3695 | 3739 | C | NOS.
FS-108D-POE:L2 POE SWITCH - 8 X GE RJ45 PORTS(SL118) | I025742 | SMODROUT | A | Test3696 | 3740 | C | NOS.
BR-922I:GSM-900/UMTS DUAL BAND SELECTIVE REPEATER | I025744 | CANTMAST | A | Test3697 | 3741 | C | NOS.
YGA-825-11-N(F) MULTIBAND YAGI ANTENNA 11DBI | I025745 | CANTMAST | A | Test3698 | 3742 | C | NOS.
PA97279:MULTIBAND OUTDOOR PANEL ANTENNA N-TYPE(F) | I025746 | CANTMAST | A | Test3699 | 3743 | C | NOS.
ZNID-GPON-9308:PTO KIT; ZNID-GPON-9308-EL & ZNID-ENCL(SL102) | I025748 | SWIFIEQUIP | A | Test3700 | 3744 | C | NOS.
ZNID-BATT-IN-48VDC-NA:BATT BACKUP UNIT,INDOOR,100-240(SL102) | I025749 | SWIFIEQUIP | A | Test3701 | 3745 | C | NOS.
ZNID-BATT-CABLE-10METER:PW CBL USED WITH ZNID UPS. 7(SL102) | I025750 | SWIFIEQUIP | A | Test3702 | 3746 | C | NOS.
901-R500-WW00 - ZONEFLEX R5 SINGLE-BAND 802.11N(SL102) | I025751 | SWIFIEQUIP | A | Test3703 | 3747 | C | NOS.
UCM6116:16 FXO, 2 FXS IP-PABX | I025752 | OCRITICAL-ITEMS | A | Test3704 | 3748 | C | NOS.
GXP1625_2-LINE HD IP PHONE W/ POE | I025754 | OCRITICAL-ITEMS | A | Test3705 | 3749 | C | NOS.
GXP 1628:2-LINE HD IP PHONE W/ POE + GIGABIT | I025755 | OCRITICAL-ITEMS | A | Test3706 | 3750 | C | NOS.
GXP2130_3-LINE HD IP PHONE W/ POE | I025756 | OCRITICAL-ITEMS | A | Test3707 | 3751 | C | NOS.
GXP 2140:4-LINE HD IP PHONE W/ POE | I025757 | OCRITICAL-ITEMS | A | Test3708 | 3752 | C | NOS.
GXV3610_HD:HD DAY/NIGHT FIXED DOME IP CAMERA | I025759 | OCRITICAL-ITEMS | A | Test3709 | 3753 | C | NOS.
GXV3674_FHD_VF:OUTDOOR DAY/NIGHT IP CAMERA | I025764 | OCRITICAL-ITEMS | A | Test3710 | 3754 | C | NOS.
GVR3552:16 CHANNEL HD OR 8 CHANNEL FHD NVR | I025765 | OCRITICAL-ITEMS | A | Test3711 | 3755 | C | NOS.
DP720:HD DECT PHONE | I025766 | OCRITICAL-ITEMS | A | Test3712 | 3756 | C | NOS.
GXW4008:8-PORT FXS GATEWAY | I025767 | OCRITICAL-ITEMS | A | Test3713 | 3757 | C | NOS.
UMTS900 - GREATER MALE' SITE EXPANSION | I025770 | CTRNCNEWEQ | A | Test3714 | 3758 | C | NOS.
EASY MACRO - GREATER MALE' SITE EXPANSION | I025771 | CTRNCNEWEQ | A | Test3715 | 3759 | C | NOS.
U2100 - OFF MALE' SITE EXPANSION | I025772 | CTRNCNEWEQ | A | Test3716 | 3760 | C | NOS.
EASY MACRO - OFF MALE' EXPANSION | I025773 | CTRNCNEWEQ | A | Test3717 | 3761 | C | NOS.
SECTOR IBS - EXPANSION | I025774 | CTRNCNEWEQ | A | Test3718 | 3762 | C | NOS.
LTE TRAVELER KIT | I025784 | POSG24 | A | Test3719 | 3763 | A | NOS.
CONNECTED TRAVELER KIT | I025785 | POSG24 | A | Test3720 | 3764 | A | NOS.
3BA23275AB :ARMADA DAUGHTER BOARD | I025786 | OCRITICAL-ITEMS | A | Test3721 | 3765 | C | NOS.
DRAWER MOBILE WORK CENTER | I025788 | CFURNITURE | A | Test3722 | 3766 | C | NOS.
NEZ-5230-IRCW4:AUTODOME IP 5000 IR 1080P 30X PEND OUT(SL119) | I025793 | SSURVLNCE | A | Test3723 | 3767 | C | NOS.
VDA-AD-JNB:JUNCTION BOX FOR AD IP 4000/5000(SL119) | I025794 | SSURVLNCE | A | Test3724 | 3768 | C | NOS.
UPA-2450-50:POWER SUPP,220VAC 50HZ, 24VAC 50VA OUT(SL119) | I025795 | SSURVLNCE | A | Test3725 | 3769 | C | NOS.
VEZ-A5-PP:AUTODOME 5000 PIPE MOUNT(SL119) | I025796 | SSURVLNCE | A | Test3726 | 3770 | C | NOS.
NDN-832V02-P:FLEXIDOME HD 1080P 1.8-3MM MOTION+(SL119) | I025797 | SSURVLNCE | A | Test3727 | 3771 | C | NOS.
VDA-832FHD-WMT:WALL MNT BRACKET FOR FULLHD FLEXIDOMES(SL119) | I025798 | SSURVLNCE | A | Test3728 | 3772 | C | NOS.
LTC 9213/01:POLE MOUNT ADAPTER(SL119) | I025799 | SSURVLNCE | A | Test3729 | 3773 | C | NOS.
SLED10-8BD:SUPERLED BLACK DIAMOND(850-10) EX PSU(SL119) | I025800 | SSURVLNCE | A | Test3730 | 3774 | C | NOS.
PSU-224-DC100@1:UNIVERSAL POWER SUPPLY 2X24V DC 100W(SL119) | I025801 | SSURVLNCE | A | Test3731 | 3775 | C | NOS.
NDN-41012-V3:IP DOME 720P IP66(SL119) | I025802 | SSURVLNCE | A | Test3732 | 3776 | C | NOS.
LTC 9213/01:POLE MOUNT ADAPTER(SL119) | I025803 | SSURVLNCE | A | Test3733 | 3777 | C | NOS.
NIN-41012-V3:IP DOME 720P INDOOR(SL119) | I025804 | SSURVLNCE | A | Test3734 | 3778 | C | NOS.
NTI-40012-A3:INFRARED IP BULLET 720P IP66 AVF(SL119) | I025805 | SSURVLNCE | A | Test3735 | 3779 | C | NOS.
KBD-DIGITAL:KEYBOARD DIGITAL(SL119) | I025806 | SSURVLNCE | A | Test3736 | 3780 | C | NOS.
KBD-220PS:POWER SUPPLY FOR INTUIKEY; 220VAC(SL119) | I025807 | SSURVLNCE | A | Test3737 | 3781 | C | NOS.
DIP-5044EZ-4HD:DIVAR IP 5000 4 X 4TB(SL119) | I025808 | SSURVLNCE | A | Test3738 | 3782 | C | NOS.
DIP-5042EZ-4HD:DIVAR IP 5000 4 X 2TB(SL119) | I025809 | SSURVLNCE | A | Test3739 | 3783 | C | NOS.
UFLED-CI-5M:5M(16.4FT)RMTE TELEMETRY DAY-NIGHT SWTCH(SL119) | I025810 | SSURVLNCE | A | Test3740 | 3784 | C | NOS.
NTI-BLC-SMB:SURFACE MNT FOR BULLET CAMERA | I025815 | SSURVLNCE | A | Test3741 | 3785 | C | NOS.
VDA-WMT-AIDOME:ADV LINE INDOOR WALL MOUNT(SL119) | I025816 | SSURVLNCE | A | Test3742 | 3786 | C | NOS.
NDA-ADTVEZ-DOME:ADAPTER PLATE FOR VEZ BRACKET(SL119) | I025817 | SSURVLNCE | A | Test3743 | 3787 | C | NOS.
ZPON-SPLT-CHASSIS-4U-12LGX:PON SPLITTERS(SL115) | I025818 | SOPFIBRNTWK | A | Test3744 | 3788 | C | NOS.
ZPON-WDM-2XSC/APC-1LGX:TRI-WAVE DOUBLE WDM COMBINER(SL115) | I025819 | SOPFIBRNTWK | A | Test3745 | 3789 | C | NOS.
MCB 4 POLE 63AMP | I025820 | OINSTMAT | A | Test3746 | 3790 | C | NOS.
SIN-PS-827-50-3-N(F):SPLITTER | I025828 | CINSTMAT | A | Test3747 | 3791 | C | NOS.
SUN-FOT-306-1: FIBER OPTIC CLEANING WIPE | I025829 | COPFIBRNTWK | A | Test3748 | 3792 | C | NOS.
SUN-SC-10M-SC-SXSM-3: PSM 3P FIBER OPTIC PATCHCORD | I025830 | COPFIBRNTWK | A | Test3749 | 3793 | C | NOS.
SUN-SC-1M-SC-SXSM-3P: FIBER OPTIC PATCHCORD | I025831 | COPFIBRNTWK | A | Test3750 | 3794 | C | NOS.
SUN-SC-3M-SC-SXSM-3P: FIBER OPTIC PATCHCORD | I025832 | COPFIBRNTWK | A | Test3751 | 3795 | C | NOS.
SUN-QFAC-SC32-SM-P: FIBER OPTIC FAST CONNECTOR | I025833 | COPFIBRNTWK | A | Test3752 | 3796 | C | NOS.
SUN-PS-SF60: PROTECTIVE SLEEVE | I025834 | COPFIBRNTWK | A | Test3753 | 3797 | C | NOS.
SUN-OCC-288SMC: FIBER OPTIC CROSS-CONNECT CABINET | I025835 | COPFIBRNTWK | A | Test3754 | 3798 | C | NOS.
900NPXX:ICLASS SE R10 WITH PROX-STANDARD(SL114) | I025845 | SMODROUT | A | Test3755 | 3799 | C | NOS.
3MG08004AA:ALCATEL-LUCENT 8001 DESKPHONE | I025847 | STELEEQ | A | Test3756 | 3800 | C | NOS.
3MG08005AA:8001 DESKPHONE POWER SUPPLY 5V EUROPE | I025848 | STELEEQ | A | Test3757 | 3801 | C | NOS.
901-R300-XX02 ZONEFLEX R300, DUAL BAND 802.11N INDOOR (SL120 | I025849 | SWIFIEQUIP | A | Test3758 | 3802 | C | NOS.
901-T300-XX01 ZONEFLEX T300, OMNI, OUTDOOR ACCESS PO (SL120) | I025850 | SWIFIEQUIP | A | Test3759 | 3803 | C | NOS.
901-3050-XX00 ZONEDIRECTOR 3000, LICENSED FOR TO 50 (SL120) | I025851 | SWIFIEQUIP | A | Test3760 | 3804 | C | NOS.
9U WALLMOUNT CABINET 19" 600MM DEPTH (SL112) | I025856 | SINSTMAT | A | Test3761 | 3805 | C | NOS.
GI INNER THREAD ELBOW ¾” | I025858 | CINSTMAT | A | Test3762 | 3806 | C | NOS.
MS TWO SIDE THREAD PIPE ¾X6” | I025859 | CINSTMAT | A | Test3763 | 3807 | C | NOS.
GI UNION ¾” | I025860 | CINSTMAT | A | Test3764 | 3808 | C | NOS.
MS PIPE ¾”X3MM | I025861 | CINSTMAT | A | Test3765 | 3809 | C | NOS.
MS PIPE ¾”X3MM-FT | I025862 | CINSTMAT | A | Test3766 | 3810 | C | NOS.
WELDING ROD KOBELCO 2.6X2KG | I025863 | CINSTMAT | A | Test3767 | 3811 | C | NOS.
SS BALL VALVE ¾” | I025864 | CINSTMAT | A | Test3768 | 3812 | C | NOS.
SS T/P SCREW JF+8X1” | I025865 | CINSTMAT | A | Test3769 | 3813 | C | NOS.
GI WIRE BRUSH | I025866 | CINSTMAT | A | Test3770 | 3814 | C | NOS.
3EH08609AA:OMNIPCX OFFICE RCE SMALL(SL116) | I025867 | SPABXSPR | A | Test3771 | 3815 | C | NOS.
3EH73031AE:ANALOG TRUNK APA8 BOARD(SL116) | I025868 | SPABXSPR | A | Test3772 | 3816 | C | NOS.
3EH73100AB:ARMADA VOIP32 CARD(SL116) | I025869 | SPABXSPR | A | Test3773 | 3817 | C | NOS.
3EH75007AA:MR1 MOUNTING KIT(SL116) | I025870 | SPABXSPR | A | Test3774 | 3818 | C | NOS.
3EH76034AA:BLIND SLOT STIFFENER(SL116) | I025871 | SPABXSPR | A | Test3775 | 3819 | C | NOS.
3MG27111WW:8068 PREMIUM DESKPHONE INT(SL116) | I025872 | SPABXSPR | A | Test3776 | 3820 | C | NOS.
3MG27038AA:8012 DESKPHONE(SL116) | I025873 | SPABXSPR | A | Test3777 | 3821 | C | NOS.
GI THREAD TEE ¾” | I025875 | CINSTMAT | A | Test3778 | 3822 | C | NOS.
SS PIPE CLIP ¾” | I025876 | CINSTMAT | A | Test3779 | 3823 | C | NOS.
SC-PC / LC PC FIBER PATCH CORD X 2 /10 METERS (SL114) | I025877 | SOPFIBRNTWK | A | Test3780 | 3824 | C | NOS.
WS-C3850-24S-S:CISCO CATALYST 3850 24 PORT GE SFP IP BASE | I025878 | COPFIBRNTWK | A | Test3781 | 3825 | C | NOS.
CON-SNT-WSC3854S:SNTC-8X5XNBD CISCO CATALYST 3850 24 PORT GE | I025879 | COPFIBRNTWK | A | Test3782 | 3826 | C | NOS.
S3850ULPEK9-33SE:CAT3850 LDPE UNIVERSAL K9 IMAGE | I025880 | COPFIBRNTWK | A | Test3783 | 3827 | C | NOS.
C3850-NM-2-10G:CISCO CATALYST 3850 2 X 10GE NETWORK MODULE | I025881 | COPFIBRNTWK | A | Test3784 | 3828 | C | NOS.
STACK-T1-50CM:50CM TYPE 1 STACKING CABLE | I025882 | COPFIBRNTWK | A | Test3785 | 3829 | C | NOS.
CAB-SPWR-30CM:CATALYST 3750X AND 3850 STACK POWER CABLE 30CM | I025883 | COPFIBRNTWK | A | Test3786 | 3830 | C | NOS.
PWR-C1-350WAC:350W AC CONFIG 1 POWER SUPPLY | I025884 | COPFIBRNTWK | A | Test3787 | 3831 | C | NOS.
PWR-C1-BLANK:CONFIG 1 POWER SUPPLY BLANK | I025885 | COPFIBRNTWK | A | Test3788 | 3832 | C | NOS.
CAB-TA-UK:UNITED KINGDOM AC TYPE A POWER CABLE | I025886 | COPFIBRNTWK | A | Test3789 | 3833 | C | NOS.
WS-C3850-24T-S:CISCO CATALYST 3850 24 PORT DATA IP BASE | I025887 | COPFIBRNTWK | A | Test3790 | 3834 | C | NOS.
CON-SNT-WSC384TS:SNTC-8X5XNBD CISCO CATALYST 3850 24 PORT DA | I025888 | COPFIBRNTWK | A | Test3791 | 3835 | C | NOS.
S3850ULPEK9-32-0SE:CAT3850 UNIVERSAL W/O DTLS | I025889 | COPFIBRNTWK | A | Test3792 | 3836 | C | NOS.
SF300-24MP-K9-UK:SF300-24MP 24-PORT 10/100 MAX POE MANAGED S | I025891 | SOPFIBRNTWK | A | Test3793 | 3837 | C | NOS.
CONSNTF3029UK1:SNTC8X5XNBD SF300-24MP 24PORT10/100MAX POE MS | I025892 | SOPFIBRNTWK | A | Test3794 | 3838 | C | NOS.
SF300-48PP-K9-UK:SF300-48PP 48-PORT 10/100 POE+ MANAGED SWIT | I025893 | SOPFIBRNTWK | A | Test3795 | 3839 | C | NOS.
CONSNTSF3049UK:SNTC-8X5XNBD SF300-48PP 48PORT 10/100 POE+M S | I025894 | SOPFIBRNTWK | A | Test3796 | 3840 | C | NOS.
ENCLOSER GOLF FLUSH MOUNT | I025901 | OINSTMAT | A | Test3797 | 3841 | C | NOS.
BUSBAR LINK PIN | I025902 | OINSTMAT | A | Test3798 | 3842 | C | NOS.
CIRCUIT BREAKER C10 | I025903 | OINSTMAT | A | Test3799 | 3843 | C | NOS.
WALLPLUG S12 | I025904 | OINSTMAT | A | Test3800 | 3844 | C | NOS.
SOCKET SWITCH 13A 2G | I025905 | OINSTMAT | A | Test3801 | 3845 | C | NOS.
WALL BOX-DOUBLE | I025906 | OINSTMAT | A | Test3802 | 3846 | C | NOS.
SELF TAPPING SCREW 1 ½” | I025907 | OINSTMAT | A | Test3803 | 3847 | C | NOS.
SOCKET SWITCH 13A. SINGLE | I025908 | OINSTMAT | A | Test3804 | 3848 | C | NOS.
SWITCH 3G1W | I025909 | OINSTMAT | A | Test3805 | 3849 | C | NOS.
SWITCH 4G1W | I025910 | OINSTMAT | A | Test3806 | 3850 | C | NOS.
PLASTIC TERMINALES W 6 AMP | I025911 | OINSTMAT | A | Test3807 | 3851 | C | NOS.
SILICON TUBE - CLEAR | I025912 | OINSTMAT | A | Test3808 | 3852 | C | NOS.
CIRCUIT BREAKER C6 | I025913 | OINSTMAT | A | Test3809 | 3853 | C | NOS.
CIRCUIT C16 | I025914 | OINSTMAT | A | Test3810 | 3854 | C | NOS.
SCREW DRIVER 5"X6MM (+) | I025915 | OINSTMAT | A | Test3811 | 3855 | C | NOS.
TRUNKING 1" X ¾BOX(32MMX18MM) | I025916 | OINSTMAT | A | Test3812 | 3856 | C | NOS.
TRUNKING 11/2" X3/4"BOX( 40MMX20MM) | I025917 | OINSTMAT | A | Test3813 | 3857 | C | NOS.
ISR4321-AX/K9:CISCO ISR 4321 AX BUNDLE W/APP, SEC LIC | I025918 | SOPFIBRNTWK | A | Test3814 | 3858 | C | NOS.
HP HOSE FABRICATION ½”MALE X 18”X 3/8”FEMALE | I025921 | CINSTMAT | A | Test3815 | 3859 | C | NOS.
HP HOSE FABRICATION 3/8”X 20”FEMALE 3/8” | I025922 | CINSTMAT | A | Test3816 | 3860 | C | NOS.
SS HEX CONNECTOR MALE 3/8”X MALE 3/8” | I025923 | CINSTMAT | A | Test3817 | 3861 | C | NOS.
WALL MOUNT CABINET 15U 600MMX600MM(SL116) | I025929 | SSRVRKS | A | Test3818 | 3862 | C | NOS.
CAT6 180D UTP PATCH PANEL DUAL TYPE IDC 24 PORTS BLK(SL116) | I025930 | SINSTMAT | A | Test3819 | 3863 | C | NOS.
SMC3000RMI2U:APC SMART-UPS C3000VA RACK MOUNT LCD 230V(SL116 | I025931 | SSRVRACS | A | Test3820 | 3864 | C | NOS.
BK650-AS:APC BK650-AS BACK-UPS CS650VA,230V TOWER UPS(SL116) | I025932 | SSRVRACS | A | Test3821 | 3865 | C | NOS.
CANON TONER CARTRIDGE 337 | I025934 | OSTNMAT | A | Test3822 | 3866 | C | NOS.
BLADE JIG 3" | I025938 | CTOOLS | A | Test3823 | 3867 | C | NOS.
KNIFE SW ISS RECRUIT 3 .5" | I025939 | CTOOLS | A | Test3824 | 3868 | C | NOS.
HAMMER DRILL BIT SDS PLUS 8X110MM | I025940 | CTOOLS | A | Test3825 | 3869 | C | NOS.
HAMMER DRILL BIT SDS PLUS 12X210MM | I025941 | CTOOLS | A | Test3826 | 3870 | C | NOS.
BLADE UTIL HD100PK | I025942 | CTOOLS | A | Test3827 | 3871 | C | NOS.
KNEE PAD BLK/WH PAIR | I025943 | CTOOLS | A | Test3828 | 3872 | C | NOS.
HOLESAW 19PC ELEC KT | I025944 | CTOOLS | A | Test3829 | 3873 | C | NOS.
AIR COMPRESSOR | I025952 | CTOOLS | A | Test3830 | 3874 | C | NOS.
AIR COUPLING ADAPTOR QPF-2A 1/4" | I025953 | CTOOLS | A | Test3831 | 3875 | C | NOS.
AIR COUPLING ADAPTOR QSF-2A 1/4" | I025954 | CTOOLS | A | Test3832 | 3876 | C | NOS.
AIR INFLATOR W/GAUGE | I025955 | CTOOLS | A | Test3833 | 3877 | C | NOS.
HOSE REEL 50MTR | I025956 | CTOOLS | A | Test3834 | 3878 | C | NOS.
SG500-28MPP-K9-NA:28-PORT GIGABIT MAX POE(MS032) | I025966 | SOPFIBRNTWK | A | Test3835 | 3879 | C | NOS.
CON-SNT-SG5022NA:SNTC 8X5XNBD SG500 28MPP 28P GIGABIT(MS032) | I025967 | SOPFIBRNTWK | A | Test3836 | 3880 | C | NOS.
A0020-001-001-001-001-1:IG4200 HSPTL BSE SYS:500 D LIC(SL117 | I025968 | SMODROUT | A | Test3837 | 3881 | C | NOS.
A0020-012-001-001-001-1:VOLUME CONTROL MODULE(IG 4200(SL117) | I025969 | SMODROUT | A | Test3838 | 3882 | C | NOS.
901-3050-UK00:ZONEDIRECTOR3000(SL117) | I025976 | SWIFIEQUIP | A | Test3839 | 3883 | C | NOS.
901-R300-WW02:ZONEFLEX R300 DUAL BAND INDOOR ACCESS P(SL117) | I025980 | SWIFIEQUIP | A | Test3840 | 3884 | C | NOS.
901-T300-UK01:ZONEFLEX T300,OMNI,OUTDOOR ACCESS POINT(SL117) | I025981 | SWIFIEQUIP | A | Test3841 | 3885 | C | NOS.
902-0162-UK00:POE ADAPTER(10/100/1000MBPS)PWR ADAPTER(SL117) | I025983 | SWIFIEQUIP | A | Test3842 | 3886 | C | NOS.
H80B05F02F01:2.2M FRNT ACESS ETSI ASMBLY INTRGRTION CABINET | I025985 | CMSANEQACC | A | Test3843 | 3887 | C | NOS.
H80XBPGIUS00:BLANK PANEL FOR GIU BOARD SLOT IN SERVICE FRAME | I025986 | CMSANEQACC | A | Test3844 | 3888 | C | NOS.
OSG002001:PON TRANSCEIVER SFP 1490NM(TX)1310NM(RX)2488M(TX) | I025987 | CMSANEQACC | A | Test3845 | 3889 | C | NOS.
H80B1T500:F01T500 ASSEMBLY CABINET | I025989 | CMSANEQACC | A | Test3846 | 3890 | C | NOS.
H80Z8MABO:MIDDLE SERVICE SHELF SUPPORT VECTOR(OUTDOOR) | I025990 | CMSANEQACC | A | Test3847 | 3891 | C | NOS.
H802SCUB:SUPER CONTROL UNIT BOARD | I025991 | CMSANEQACC | A | Test3848 | 3892 | C | NOS.
H80-FLBA:FORWARDING LOGIC BOARD | I025992 | CMSANEQACC | A | Test3849 | 3893 | C | NOS.
H806CAME:48 PORTS ADSL&POTS COMBO BOARD | I025993 | CMSANEQACC | A | Test3850 | 3894 | C | NOS.
H80-GICD0:4-PORT GE OPTICAL INTERFACE CARD | I025994 | CMSANEQACC | A | Test3851 | 3895 | C | NOS.
SS-OP-LC-FC-S-2.7:PATCH CORD FC/PC-LC/PC SM G652 2MM 2.7MM Y | I025995 | CMSANEQACC | A | Test3852 | 3896 | C | NOS.
FC-FC-S-3:PATCH CORD FC/PC-LC/PC SM 3M G652D 0.9MM | I025996 | CMSANEQACC | A | Test3853 | 3897 | C | NOS.
GPX147-SPQ-1(FC-FC):OPTICAL ADAPTER FC/PC-FC/PC SILVERY W SH | I025997 | CMSANEQACC | A | Test3854 | 3898 | C | NOS.
HP6X01E20002:ENGINEERING REQ. DLIVRY ACC PER ASSMBLY CABINET | I025998 | CMSANEQACC | A | Test3855 | 3899 | C | NOS.
EN1MMHSM01B1:SMU01B SITE MONITOR UNIT | I025999 | CMSANEQACC | A | Test3856 | 3900 | C | NOS.
R4830N2:R4830N2-30A NORMAL EFFICIENCY RECTIFIER | I026000 | CMSANEQACC | A | Test3857 | 3901 | C | NOS.
WNS010002:RECHARGEABLE BATTERY VRLA BATTERY 48V 100AH | I026001 | CMSANEQACC | A | Test3858 | 3902 | C | NOS.
CVDSL5967:HARNESS F01D500 64-PORT SUBSCRIBER CABLE | I026002 | CMSANEQACC | A | Test3859 | 3903 | C | NOS.
E00SFD201:GDT PROTECTIVE UNIT | I026003 | CMSANEQACC | A | Test3860 | 3904 | C | NOS.
EDFTOOL01:IDC TOOL | I026004 | CMSANEQACC | A | Test3861 | 3905 | C | NOS.
E658TSS01:TESTING PLUG | I026005 | CMSANEQACC | A | Test3862 | 3906 | C | NOS.
EJPX65803:10 PAIRS EXCHANGE SIDE STRIP(WHITE) | I026006 | CMSANEQACC | A | Test3863 | 3907 | C | NOS.
EJPX65804:10 PAIRS EXCHANGE SIDE STRIP(YELLOW) | I026007 | CMSANEQACC | A | Test3864 | 3908 | C | NOS.
H80Z17T500:COMPONENTS FOR SOCKET | I026008 | CMSANEQACC | A | Test3865 | 3909 | C | NOS.
H80Z81T500:MDF ACCESSORY(JPX658 TERMINAL BLOCK) | I026009 | CMSANEQACC | A | Test3866 | 3910 | C | NOS.
C0032CS03:SUBSCRIBER CABLE H DNSITY SUBRCK 32 CHANNEL 20M | I026011 | CMSANEQACC | A | Test3867 | 3911 | C | NOS.
DELL NETWORKING N2024, L2, 24X 1GBE + 2X 10GBE(SL117) | I026016 | SMODROUT | A | Test3868 | 3912 | C | NOS.
H80Z1MABR:MINI SERVICE SHELF(SL117) | I026017 | SOPFIBRNTWK | A | Test3869 | 3913 | C | NOS.
H80MCUD101:CONTROL UNIT BOARD MCUD1 (GE/10GE UPLINK) (SL117) | I026018 | SOPFIBRNTWK | A | Test3870 | 3914 | C | NOS.
H807GPBH03:8-PORT ENHANCED GPON OLT INTERFACE BOARD(SL117) | I026019 | SOPFIBRNTWK | A | Test3871 | 3915 | C | NOS.
H801MPWC01:DOUBLE DC POWER BOARD(SL117) | I026020 | SOPFIBRNTWK | A | Test3872 | 3916 | C | NOS.
ESFP-1310NM-1000BASE-LX SM:OPTICAL TRANSCEIVER SM 10KM(SL117 | I026021 | SOPFIBRNTWK | A | Test3873 | 3917 | C | NOS.
CPWR00674:POWER CABLE,2.5M,D3F-2S,16UL3386BL (SL117) | I026022 | SOPFIBRNTWK | A | Test3874 | 3918 | C | NOS.
FSFL02001:PATCH CORD,LC/UPC,FC/UPC,SINGLE-MODE,20M (SL117) | I026023 | SOPFIBRNTWK | A | Test3875 | 3919 | C | NOS.
SS-OP-D-SC-S-20:PATCH CORD-SC/PC-SC/PC-SM-3MM-20M YLW(SL117) | I026024 | SOPFIBRNTWK | A | Test3876 | 3920 | C | NOS.
H80XBPDFPB01:DUMMY FRONT PANEL(MA5608T M CNTRL BRD) (SL117) | I026025 | SOPFIBRNTWK | A | Test3877 | 3921 | C | NOS.
H80XBPSPLB00:BLANK PANEL FOR SERVC BOARD & SPLITTR BRD(SL117 | I026026 | SOPFIBRNTWK | A | Test3878 | 3922 | C | NOS.
H83MMATKITCM:SITE MATERIALS KIT(INCL PGND CBLE&OTHR MT(SL117 | I026027 | SOPFIBRNTWK | A | Test3879 | 3923 | C | NOS.
H80DKBA8021:DKBA4.104.0822MX,1U CBLING RACK,B6821CABNT(SL117 | I026028 | SOPFIBRNTWK | A | Test3880 | 3924 | C | NOS.
ATB3201-1B:INDOOR ACCESS TERMINAL BOX-1 (SL117) | I026029 | SOPFIBRNTWK | A | Test3881 | 3925 | C | NOS.
H35M8240HEU1:HG8240H GPON TERMINAL(SL117) | I026030 | SOPFIBRNTWK | A | Test3882 | 3926 | C | NOS.
FSASA0S03:PATCH CORD,SC/APC,SC/APC,SM ,G.652D,3MM,3M(SL117) | I026031 | SOPFIBRNTWK | A | Test3883 | 3927 | C | NOS.
H35M8242HEU1:ECHOLIFE HG8242H,GPON TERMINAL (SL117) | I026032 | SOPFIBRNTWK | A | Test3884 | 3928 | C | NOS.
FSASA0S03:PATCH CORD,SC/APC,SC/APC,SM,G.652D,3MM,3M(SL117) | I026033 | SOPFIBRNTWK | A | Test3885 | 3929 | C | NOS.
OSPL55200:COMPACT OPTICAL SPLITTER (SL117) | I026034 | SOPFIBRNTWK | A | Test3886 | 3930 | C | NOS.
OSPL53200:COMPACT OPTICAL SPLITTER (SL117) | I026035 | SOPFIBRNTWK | A | Test3887 | 3931 | C | NOS.
WIRE HARNESS ASSY. P/N: 704-82590-10 | I026040 | OENGSPARES | A | Test3888 | 3932 | C | NOS.
SPA-BLANK:BLANK COVER FOR REGULAR SPA | I026043 | CMSANEQACC | A | Test3889 | 3933 | C | NOS.
BATTERY AC 75AH | I026045 | OPWR SYSTEM | A | Test3890 | 3934 | C | NOS.
KIT SYNOLOGY DS416 8TB(4X 2TB WD-RED) | I026046 | CSRVRACS | A | Test3891 | 3935 | C | NOS.
LUMP SUM (9TH EDITION, REPRINT 2011) | I026047 | OMISC | A | Test3892 | 3936 | C | NOS.
MEASUREMENT (9TH EDITION, REPRINT 2011) | I026048 | OMISC | A | Test3893 | 3937 | C | NOS.
P01-S124-XX00:SMARTZONE 100 WITH 2X10GIGE & 4 GIGE PORTS | I026051 | CMODROUT | A | Test3894 | 3938 | C | NOS.
902-0190-0000:10GBASE-SR SFP+OPTICAL TRNSCEVR MOD SMARTZ100 | I026055 | CMODROUT | A | Test3895 | 3939 | C | NOS.
901-T300-XX01:ZONEFLEX T300,OMNI,OUTDOOR ACCESS POINT | I026056 | CMODROUT | A | Test3896 | 3940 | C | NOS.
7200-64250-102:REALPRESENCE GROUP 500-720P,GROUP 500HD CODEC | I026071 | SSURVLNCE | A | Test3897 | 3941 | C | NOS.
2215-24143-001:MOUNTING BRACKET SHELF SOLUTION FOR EAGLEEYE | I026072 | SSURVLNCE | A | Test3898 | 3942 | C | NOS.
3GV27063TB:ALCATEL-LUCENT IP TOUCH 4018 PHONE(MS033) | I026075 | SPABXIMAT | A | Test3899 | 3943 | C | NOS.
3MG27100WW:8028 PREMIUM DESKPHONE INT(MS033) | I026076 | SPABXIMAT | A | Test3900 | 3944 | C | NOS.
3MG27101WW:8038 PREMIUM DESKPHONE INT(MS033) | I026077 | SPABXIMAT | A | Test3901 | 3945 | C | NOS.
3BA00637UB:4059/4059EE IP ATTENDANT KEYBOARD WITH USB(MS033) | I026078 | SPABXIMAT | A | Test3902 | 3946 | C | NOS.
FG-90D-BDL:HARDWARE PLUS 1 YEAR 8X5 FORTICARE & FORTIG(MS034 | I026080 | SMODROUT | A | Test3903 | 3947 | C | NOS.
WS-C2960+24TC-S:CATALYST2960+24 10/100+2T/SFP LAN LITE(MS034 | I026082 | SMODROUT | A | Test3904 | 3948 | C | NOS.
CON-SNT-WSC2962T:SNTC-8X5XNBD CATALYST 2960 PLUS 2(MS034) | I026083 | SMODROUT | A | Test3905 | 3949 | C | NOS.
CAB-CONSOLE-RJ45:CONSOLE CABLE 6FT WITH RJ45 AND DB9F(MS034) | I026085 | SINSTMAT | A | Test3906 | 3950 | C | NOS.
CISCO1921-SEC/K9:K9/2GE,SEC LIC PAK512MB DRAM256MB FL(MS034) | I026086 | SMODROUT | A | Test3907 | 3951 | C | NOS.
CAB-CONSOLE-USB:CON CBLE 6 FT WITH USB TYPE A & MINI-B(MS034 | I026089 | SINSTMAT | A | Test3908 | 3952 | C | NOS.
HWIC-2FE:TWO 10/100 ROUTED PORT HWIC(MS034) | I026091 | SMODROUT | A | Test3909 | 3953 | C | NOS.
APC SMART-UPS 3000VA LCD 230V-SMT3000I(SL112) | I026096 | SSRVRACS | A | Test3910 | 3954 | C | NOS.
ADBOND ADHESIVE EPOXY GLUE – (3.8L/TIN) | I026097 | CINSTMAT | A | Test3911 | 3955 | C | NOS.
K-FLEX AL CLAD SYSTEM ROLLED SHEETS, OF THICKNESS 40MM | I026098 | CINSTMAT | A | Test3912 | 3956 | C | NOS.
ALUMINIUM FOIL TAPE 2” X 30MTRS | I026099 | CINSTMAT | A | Test3913 | 3957 | C | NOS.
WS-C3650-24PS-S:CISCO CATALYST 3650 24 PORT POE 4X1G UPLINK | I026100 | CMODROUT | A | Test3914 | 3958 | C | NOS.
CON-SNT-WSC3652S:SNTC-8X5XNBD CISCO CATALYST 3650 24 PORT | I026101 | CMODROUT | A | Test3915 | 3959 | C | NOS.
S3650UK9-36E:CAT3650 UNIVERSAL K9 IMAGE | I026103 | CSRVRACS | A | Test3916 | 3960 | C | NOS.
PWR-C2-640WAC:640W AC CONFIG 2 POWER SUPPLY | I026104 | CSRVRACS | A | Test3917 | 3961 | C | NOS.
PWR-C2-BLANK:CONFIG 2 POWER SUPPLY BLANK | I026105 | CSRVRACS | A | Test3918 | 3962 | C | NOS.
STACK-T2-BLANK: TYPE 2 STACKING BLANK | I026106 | CSRVRACS | A | Test3919 | 3963 | C | NOS.
SMC1000I: APC SMART-UPS 1000VA LCD 230V | I026107 | CSRVRACS | A | Test3920 | 3964 | C | NOS.
PERMIT BOARDS | I026108 | CMISC | A | Test3921 | 3965 | C | NOS.
NO ENTRY BOARD | I026109 | CMISC | A | Test3922 | 3966 | C | NOS.
SMC1000I: APC SMART-UPS 1000VA LCD 230V | I026111 | OSRVRACS | A | Test3923 | 3967 | C | NOS.
MICROSOFT SURFACE PEN | I026112 | CMISC | A | Test3924 | 3968 | C | NOS.
SURFACE ETHERNET ADAPTER | I026113 | CMISC | A | Test3925 | 3969 | C | NOS.
MICROSOFT WIRELESS DISPLAY ADAPTER | I026114 | CMISC | A | Test3926 | 3970 | C | NOS.
MICROSOFT TYPE COVER | I026115 | CMISC | A | Test3927 | 3971 | C | NOS.
CALL CENTER HEADSET 330° ROTATABLE MICROPHONE | I026116 | SOTHTELEQ | A | Test3928 | 3972 | C | NOS.
CARPET TILES | I026119 | OSITEMAINT | A | Test3929 | 3973 | C | NOS.
M221S RECTIFIER CONTROL MODULE | I026120 | CPWR SYSTEM | A | Test3930 | 3974 | C | NOS.
3893691:GASKET SUPPORT | I026123 | OGENTSP | A | Test3931 | 3975 | C | NOS.
AP8459EU3:RACK PDU 2G,METERED-BY-OUTLET,ZEROU,16A,230V,(21)C | I026143 | CINSTMAT | A | Test3932 | 3976 | C | NOS.
AR824002:ACCESSORY BRACKET NETSHELTER SV | I026144 | CINSTMAT | A | Test3933 | 3977 | C | NOS.
AR7707:CABLE MANAGEMENT RINGS,8”DEEP,NETSHELTER 750 & 800MM | I026145 | CINSTMAT | A | Test3934 | 3978 | C | NOS.
AR8443A:VERTICAL FIBER ORGANIZER | I026146 | CINSTMAT | A | Test3935 | 3979 | C | NOS.
AR8005:10-32 HARDWARE KIT | I026147 | CINSTMAT | A | Test3936 | 3980 | C | NOS.
AR8606:HORIZONTAL CABLE MANAGER, 2UX6" DEEP, SINGLE-SIDED WI | I026148 | CINSTMAT | A | Test3937 | 3981 | C | NOS.
AR7540:TOOLLESS CABLE MANAGEMENT RINGS | I026149 | CINSTMAT | A | Test3938 | 3982 | C | NOS.
AR8444:SPOOLS FOR VERTICAL FIBER ORGANIZER | I026150 | CINSTMAT | A | Test3939 | 3983 | C | NOS.
AR8136BLK200:1U 19" BLACK MODULAR TOOLLESS AIRFLOW MNGMNT | I026151 | CINSTMAT | A | Test3940 | 3984 | C | NOS.
AR8100:M6 HARDWARE KIT | I026152 | CINSTMAT | A | Test3941 | 3985 | C | NOS.
ACF002:RACK AIR DISTRIBUTION UNIT 2U 208/230V 50/60HZ | I026153 | CINSTMAT | A | Test3942 | 3986 | C | NOS.
AR8621:TOOLLESS HOOK & LOOP CABLE MANAGERS | I026154 | CINSTMAT | A | Test3943 | 3987 | C | NOS.
AR8136BLK:1U 19" BLACK MODULAR TOOLLESS AIRFLOW MANAGEMENT B | I026155 | CINSTMAT | A | Test3944 | 3988 | C | NOS.
AR2580:NETSHELTER SV 42U 800MM WIDE X 1200MM DEEP ENCLOSURE | I026156 | CINSTMAT | A | Test3945 | 3989 | C | NOS.
DVB-S/S2 TO IP GATEWAY WITH 10 DVB QPSK/8PSK INPUTS & 10 CAM | I026229 | CINSTMAT | A | Test3946 | 3990 | C | NOS.
OCTOPUS APPLICATION FOR END-USERS AND CONTENT MANAGEMENT | I026230 | CINSTMAT | A | Test3947 | 3991 | C | NOS.
OTT STREAMS DELIVERY (LIVE, VOD AND CATCHUP-TV) | I026231 | CINSTMAT | A | Test3948 | 3992 | C | NOS.
H264 AND H265 TRANSCODERS WITH NUKODEC APPLICATION EMBEDDED | I026232 | CINSTMAT | A | Test3949 | 3993 | C | NOS.
SNMP CONSOLE AND LIVE MONITOR APPLICATION | I026233 | CINSTMAT | A | Test3950 | 3994 | C | NOS.
70TB STORAGE FOR VOD AND CATCHUP-TV | I026234 | CINSTMAT | A | Test3951 | 3995 | C | NOS.
DISH ANTENNAE + QUATRO LNBS + TERMINAL LOADS+AMPLIFIERS+CBL | I026235 | CINSTMAT | A | Test3952 | 3996 | C | NOS.
BOSCH - ARD-FPBEPMF-OC BIOMETRIC PLUS WITH CARD READER | I026239 | CSITEMAINT | A | Test3953 | 3997 | C | NOS.
FLATPACK 2 48V/8KW (168A) | I026241 | CPWR SYSTEM | A | Test3954 | 3998 | C | NOS.
FG-500D-BDL:HW+1YR 8X5 FORTICARE & FORTIGUARD UTM BNDL | I026249 | SMODROUT | A | Test3955 | 3999 | C | NOS.
FG-1500D:8X10GE SFP+SLOTS,16XGE SFP SLOTS,18XGE RJ45 PORTS | I026250 | SMODROUT | A | Test3956 | 4000 | C | NOS.
SURFACE MOUNT DISTRIBUTION BOX 24CCT(LS24WAY) | I026253 | OPWR SYSTEM | A | Test3957 | 4001 | C | NOS.
RCCB 4P 63A 30MA | I026254 | OPWR SYSTEM | A | Test3958 | 4002 | C | NOS.
MCB 3P 63A | I026255 | OPWR SYSTEM | A | Test3959 | 4003 | C | NOS.
MCB 1P 16A | I026256 | OPWR SYSTEM | A | Test3960 | 4004 | C | NOS.
MCB 1P 32A | I026257 | OPWR SYSTEM | A | Test3961 | 4005 | C | NOS.
POWER METER ADAPTER CAPS | I026258 | SINSTMAT | A | Test3962 | 4006 | C | NOS.
GALAXY NOTE 7-64GB(BLACK) | I026260 | POSG12 | A | Test3963 | 4007 | A | NOS.
GALAXY NOTE 7-64GB(GOLD) | I026261 | POSG12 | A | Test3964 | 4008 | A | NOS.
GALAXY NOTE 7-64GB(SILVER) | I026262 | POSG12 | A | Test3965 | 4009 | A | NOS.
SAMSUNG GEAR VR- BLUE | I026263 | POSG30 | A | Test3966 | 4010 | C | NOS.
CABLE MANAGEMENT PANEL-2U(SL116) | I026265 | SSRVRKS | A | Test3967 | 4011 | C | NOS.
12U SERVER RACK-600 X 540MM(SL116) | I026266 | SSRVRKS | A | Test3968 | 4012 | C | NOS.
24 PORT CAT6 PATCH PANEL(SL116) | I026267 | SSRVRKS | A | Test3969 | 4013 | C | NOS.
3 WAY EXTENSION BOARD UK(SL116) | I026268 | SSRVRKS | A | Test3970 | 4014 | C | NOS.
ROCK EXOTICA OMNI BLOCK 1.5 DOUBLE SWIVEL PULLEY BLACK-P51DB | I026269 | CTOOLS | A | Test3971 | 4015 | C | NOS.
C6807-XL:CATALYST 6807-XL 7-SLOT CHASSIS, 10RU | I026270 | CSRVRACS | A | Test3972 | 4016 | C | NOS.
CON-SNT-C6807XLC:SNTC-8X5XNBD CATALYST 6807-XL 7-S | I026271 | CSRVRACS | A | Test3973 | 4017 | C | NOS.
C6800-CAMPUS-DIST:CATALYST 6800 CAMPUS DISTRIBUTION DEPLOYME | I026272 | CSRVRACS | A | Test3974 | 4018 | C | NOS.
C6807-XL-FAN:CATALYST 6807-XL CHASSIS FAN TRAY | I026273 | CSRVRACS | A | Test3975 | 4019 | C | NOS.
C6800-XL-CVR:CATALYST 6807-XL LINE CARD SLOT COVER | I026274 | CSRVRACS | A | Test3976 | 4020 | C | NOS.
C6800-PS-CVR:CATALYST 6800 POWER SUPPLY BLANK COVER | I026275 | CSRVRACS | A | Test3977 | 4021 | C | NOS.
VS-S2T-10G:CAT 6500 SUP 2T / 2X10GBE AND 3X1GBE /MSFC5 PFC4 | I026276 | CSRVRACS | A | Test3978 | 4022 | C | NOS.
VS-F6K-PFC4:CAT 6K 80G SYS DAUGHTER BOARD SUP2T PFC4 | I026277 | CSRVRACS | A | Test3979 | 4023 | C | NOS.
VS-SUP2T-10G:CATALYST 6500 SUPERVISOR ENGINE 2T BASEBOARD | I026278 | CSRVRACS | A | Test3980 | 4024 | C | NOS.
MEM-SUP2T-2GB:CATALYST 6500 2GB MEMORY / SUP2T & SUP2TXL | I026279 | CSRVRACS | A | Test3981 | 4025 | C | NOS.
MEM-C6K-INTFL1GB:INTERNAL 1G COMPACT FLASH | I026280 | CSRVRACS | A | Test3982 | 4026 | C | NOS.
S2TAIK9-15201SY:CISCO CAT6000-VS-S2T IOS ADVANCED IP SERVICE | I026281 | CSRVRACS | A | Test3983 | 4027 | C | NOS.
C6800-16P10G:CATALYST 6800 16 PORT 10GE WITH INTEGRATED DFC4 | I026282 | CSRVRACS | A | Test3984 | 4028 | C | NOS.
C6800-XL-3KW-AC:CATALYST 6807-XL 3000W POWER SUPPLY | I026283 | CSRVRACS | A | Test3985 | 4029 | C | NOS.
ROCK EXOTICA OMNI BLOCK 2.0 DOUBLE PULLEY-P53D | I026285 | CTOOLS | A | Test3986 | 4030 | C | NOS.
ROCK EXOTICA OMNI BLOCK 1.5 SINGLE SWIVEL PULLEY BLACK-P51B | I026286 | CTOOLS | A | Test3987 | 4031 | C | NOS.
MULTIPURPOSE TOOL-313-707 | I026287 | CTOOLS | A | Test3988 | 4032 | C | NOS.
RS PRO 10 PIECE INSULATED SCREWDRIVER SET-253-015 | I026288 | CTOOLS | A | Test3989 | 4033 | C | NOS.
M10 1/2 IN SQUARE DRIVE RATCHET HANDLE | I026289 | CTOOLS | A | Test3990 | 4034 | C | NOS.
ROLLCLIP-P74 | I026290 | CTOOLS | A | Test3991 | 4035 | C | NOS.
ROLLCLIP-P74 TL | I026291 | CTOOLS | A | Test3992 | 4036 | C | NOS.
HEADLAMP-NAO® | I026292 | CTOOLS | A | Test3993 | 4037 | C | NOS.
HEADLAMP-ULTRA® RUSH BELT | I026293 | CTOOLS | A | Test3994 | 4038 | C | NOS.
HW720 ENCOREPRO BINAURAL | I026300 | SOTHTELEQ | A | Test3995 | 4039 | C | NOS.
A10-16 DIRECT CONNECT CABLE | I026301 | SINSTMAT | A | Test3996 | 4040 | C | NOS.
CIVIL WORK | I026303 | Cap Related Ser | B | Test3997 | 4041 | C | NOS.
DPS,SITE LOAD 500W,BACK TIME 0.8H,BATTERY CAPACITY 11AH. <1> | I026316 | CPWR SYSTEM | A | Test3998 | 4042 | C | NOS.
DPS,SITE LOAD 500W,BACK TIME 0.8H,BATTERY CAPACITY 11AH | I026317 | CPWR SYSTEM | A | Test3999 | 4043 | C | NOS.
POLE MOUNTING BRACKET, 40-95/90-135MM | I026318 | CINSTMAT | A | Test4000 | 4044 | C | NOS.
AC: BINDER 99-4222-160-04 3+PE 12-14MM CABLE | I026319 | CPWRCABLE | A | Test4001 | 4045 | C | NOS.
DC: BINDER 99-4217-160-07 6+PE 12-14MM CABLE | I026320 | CPWRCABLE | A | Test4002 | 4046 | C | NOS.
LAVAZZA GRAND ESPRESSO – COFFEE BEANS 1KG | I026325 | OMISC | A | Test4003 | 4047 | C | NOS.
CAT 6A SF/FTP(SL122) | I026336 | SINSTMAT | A | Test4004 | 4048 | C | Roll
POLYCOM SOUNDSTATION IP 5000 | I026370 | SOTHTELEQ | A | Test4005 | 4049 | C | NOS.
SG500-28MPP-K9-NA:SG500-28MPP 28-PORT GIGABIT MAX POE(SL122) | I026383 | SSRVRACS | A | Test4006 | 4050 | C | NOS.
CON-SCN-SG5022NA:SC CORE 8X5XNBD SG500-28MPP 28-PORT(SL122) | I026384 | SSRVRACS | A | Test4007 | 4051 | C | NOS.
SG500-52MP-K9-NA:SG500-52MP 52-PORT GIGABIT MAX POE(SL122) | I026385 | SSRVRACS | A | Test4008 | 4052 | C | NOS.
CON-SCN-SG5052NA:SC CORE 8X5XNBD SG500-52MP 52-PORT(SL122) | I026386 | SSRVRACS | A | Test4009 | 4053 | C | NOS.
WS-C3850-12XS-S:CISCO CATALYST 3850 12 PORT 10G FIBER(SL122) | I026387 | SSRVRACS | A | Test4010 | 4054 | C | NOS.
CON-SCN-WSC3851X:SC CORE 8X5XNBD CISCO CATALYST 3850(SL122) | I026388 | SSRVRACS | A | Test4011 | 4055 | C | NOS.
CAB-CONSOLE-USB:CONSOLE CABLE 6 FT WITH USB TYPE A (SL122) | I026389 | SSRVRACS | A | Test4012 | 4056 | C | NOS.
MGBSX1:GIGABIT ETHERNET SX MINI-GBIC SFP TRANSCEIVER(SL122) | I026395 | SSRVRACS | A | Test4013 | 4057 | C | NOS.
901-1205-XX00:ZONEDIRECTOR 1200,LICENSED / UP-5 ZONEFL(SL112 | I026397 | SMODROUT | A | Test4014 | 4058 | C | NOS.
909-0001-ZD12:ZONEDIRCTR 1200 SINGLE AP LIC.UPGRD SKU(SL122) | I026399 | SMODROUT | A | Test4015 | 4059 | C | NOS.
901-R310-XX02:ZONEFLEX R300 DUAL BAND INDOOR ACCESS P(SL122) | I026401 | SMODROUT | A | Test4016 | 4060 | C | NOS.
ISOPROPYL ALCOHOL | I026407 | CMISC | A | Test4017 | 4061 | C | NOS.
WS-C3850-48T-S:CISCO CATALYST 3850 48 PORT DATA IP BASE | I026408 | CSRVRACS | A | Test4018 | 4062 | C | NOS.
CON-SNT-WSC388TS:SNTC-8X5XNBD CISCO CATALYST 3850 48 PORT DA | I026409 | CSRVRACS | A | Test4019 | 4063 | C | NOS.
S3850UK9-161:UNIVERSAL | I026410 | CSRVRACS | A | Test4020 | 4064 | C | NOS.
PWR-C1-440WDC/2:440W DC CONFIG 1 SECONDARY POWER SUPPLY | I026411 | CSRVRACS | A | Test4021 | 4065 | C | NOS.
C3850-NM-BLANK:CISCO CATALYST 3850 NETWORK MODULE BLANK | I026412 | CSRVRACS | A | Test4022 | 4066 | C | NOS.
C3KX-NM-10G:CATALYST 3K-X 10G NETWORK MODULE | I026413 | CSRVRACS | A | Test4023 | 4067 | C | NOS.
SFP-10G-SR-S:10GBASE-SR SFP MODULE, ENTERPRISE-CLASS | I026414 | CSRVRACS | A | Test4024 | 4068 | C | NOS.
LED PANEL 6000K 36W 2'X2' | I026417 | CSITEMAINT | A | Test4025 | 4069 | C | NOS.
STEEL PIPE, 2 1/2" (SL119) | I026418 | SINSTMAT | A | Test4026 | 4070 | C | NOS.
ELECTROMAGNETIC LOCK 600LBS WITH LED INDICATOR & BUIL(SL122) | I026419 | SMISC | A | Test4027 | 4071 | C | NOS.
600LBS ZL BRACKET(SL122) | I026420 | SMISC | A | Test4028 | 4072 | C | NOS.
DOOR EXIT PUSH (SL122) | I026421 | SMISC | A | Test4029 | 4073 | C | NOS.
EDR-120-12 MEANWELL DIN RAIL POWER SUPPLY O/P 12VDC (SL122) | I026422 | SMISC | A | Test4030 | 4074 | C | NOS.
2 PAIR TELEPHONE FLAT CABLE BLACK | I026424 | OCRITICAL-ITEMS | A | Test4031 | 4075 | C | Roll
ACCESS FLOOR PANEL-STEEL CEMENTITIOUS (600X600X35MM) | I026433 | CSITEMAINT | A | Test4032 | 4076 | C | NOS.
PERFORATED PANEL W/O CONTROL DAMPER 600X600X35MM | I026434 | CSITEMAINT | A | Test4033 | 4077 | C | NOS.
FFH 500MM FLAT HEAD PEDESTAL SET | I026435 | CSITEMAINT | A | Test4034 | 4078 | C | NOS.
SCREWS | I026436 | CSITEMAINT | A | Test4035 | 4079 | C | NOS.
12 PORT FIBER OPTIC FRONT PANEL SC SIMPLEX(SL109) | I026437 | SINSTMAT | A | Test4036 | 4080 | C | NOS.
12C / 24C FIBER OPTIC PATCH PANEL WITHOUT FRONT PANEL(SL109) | I026438 | SINSTMAT | A | Test4037 | 4081 | C | NOS.
24 PORT CAT6 PATCH PANEL(SL109) | I026439 | SINSTMAT | A | Test4038 | 4082 | C | NOS.
SC/UPC ADAPTER SIMPLEX MM(SC/UPC)(SL109) | I026440 | SINSTMAT | A | Test4039 | 4083 | C | NOS.
DIGITAL METER – SINGLE PHASE | I026442 | CPWR SYSTEM | A | Test4040 | 4084 | C | NOS.
HUAWEI FIBER ONT HG8245Q W/PATCH CORD & LICENSE | I026447 | OMODROUT | A | Test4041 | 4085 | C | NOS.
VEZ-A5-WMB:WALL MOUNT BRACKET FOR 5000 PTZDOME | I026449 | SSURVLNCE | A | Test4042 | 4086 | C | NOS.
NDA-LWMT-DOME:L-SHAPED WALL MOUNT FOR DOME | I026450 | SSURVLNCE | A | Test4043 | 4087 | C | NOS.
NII-41012-V3:INFRARED IP DOME 720P INDOOR | I026451 | SSURVLNCE | A | Test4044 | 4088 | C | NOS.
U-BOLT ROD CLAMP TO SUIT 14-16 MM ROD & CABLE 35MM2 - | I026453 | CLGTSPSP | A | Test4045 | 4089 | C | NOS.
SOLID S/S EARTH ROD, 316, 1.2M X 15.88MMØ, THREADED | I026457 | CLGTSPSP | A | Test4046 | 4090 | C | NOS.
IBCT BRAND CLEANING TOOL - STANDARD SERIES | I026461 | STOOLS | A | Test4047 | 4091 | C | NOS.
902-0120-0000:SECURE MOUNTING BRACKET FOR ZONEFLEX R710 | I026501 | OSURVLNCE | A | Test4048 | 4092 | C | NOS.
3BA00070AD:M2 EMPTY CABINET(SL123) | I026507 | SPABXOTH | A | Test4049 | 4093 | C | NOS.
3BA00558AA:MIGRATION PACK IO2N(SL123) | I026509 | SPABXOTH | A | Test4050 | 4094 | C | NOS.
3BA00760AA:PACK WITH ONE VOIP ACCESS BOARD(SL123) | I026510 | SPABXOTH | A | Test4051 | 4095 | C | NOS.
3BA03189AA:MAJOR MIGRATION PACK FOR STAND-ALONE 4400(SL123) | I026511 | SPABXOTH | A | Test4052 | 4096 | C | NOS.
3BA23081AB:RMAB BOARD: REMOTE MAINTENANCE ACCESS BOARD(SL123 | I026512 | SPABXOTH | A | Test4053 | 4097 | C | NOS.
3BA23124AA:ISAB2 CARD: BUS CARD BETWN CPU & IO2N BRDS(SL123) | I026513 | SPABXOTH | A | Test4054 | 4098 | C | NOS.
3BA23265AD:E-Z32-2 BOARD, 32 ANOLOG INTERFACES(SL123) | I026514 | SPABXOTH | A | Test4055 | 4099 | C | NOS.
3BA23266AA:E-UA32 BOARD‚ 32 UA INTERFACES(SL123) | I026515 | SPABXOTH | A | Test4056 | 4100 | C | NOS.
3BA26340AB:M2/M3 VARIABLE SPEED TOP FANS(SL123) | I026516 | SPABXOTH | A | Test4057 | 4101 | C | NOS.
3BA28022AB:RMAB/CBRMA 5M SYSTEM CABLE(SL123) | I026517 | SPABXOTH | A | Test4058 | 4102 | C | NOS.
3BA28041AA:CPU BACKUP 1M SYSTEM CABLE(SL123) | I026518 | SPABXOTH | A | Test4059 | 4103 | C | NOS.
3BA28046AA:MMS/CPU SLAVE 1M SYSTEM CABLE(SL123) | I026519 | SPABXOTH | A | Test4060 | 4104 | C | NOS.
3BA28208AA:10/100B-T CPU6 TO CONNECT BOX 10M SYST CBL(SL123) | I026520 | SPABXOTH | A | Test4061 | 4105 | C | NOS.
3BA56007AA:ACT28 SHELF: SHELF 12U/28 SLOTS(SL123) | I026521 | SPABXOTH | A | Test4062 | 4106 | C | NOS.
3BA56097AA:M2/M3 FITTING PART. CABLES(SL123) | I026522 | SPABXOTH | A | Test4063 | 4107 | C | NOS.
3BA56174AC:CBRMA 10/100B-T CONNECT BOX:CPU6 CONN BOX (SL123) | I026523 | SPABXOTH | A | Test4064 | 4108 | C | NOS.
3BA58020AB:15 M MDF TY1 64PTS DIN CBL FOR UA‚Z‚NDDI(SL123) | I026524 | SPABXOTH | A | Test4065 | 4109 | C | NOS.
3BA58074AA:CPU REDUNDANCY TO CONNECTG BOX 10M SYS CBL(SL123) | I026525 | SPABXOTH | A | Test4066 | 4110 | C | NOS.
3BA57206AA:WALL-MOUNTED 48 V/40 A 230 V RECTIFIER(SL123) | I026526 | SPABXOTH | A | Test4067 | 4111 | C | NOS.
3MG27106AB:40 KEYS PREMIUM MODULE(SL123) | I026527 | SPABXOTH | A | Test4068 | 4112 | C | NOS.
3GV27011TB-ALCATEL-LUCENT 4019 DIGITL PHONE URBAN GREY(SL123 | I026528 | SPABXOTH | A | Test4069 | 4113 | C | NOS.
3MG27103WW:8029 PREMIUM DESKPHONE INT(SL123) | I026529 | SPABXOTH | A | Test4070 | 4114 | C | NOS.
3MG27104WW:8039 PREMIUM DESKPHONE INT(SL123) | I026530 | SPABXOTH | A | Test4071 | 4115 | C | NOS.
3BA00637UB 4059/4059EE IP ATTENDANT KEYBOARD /USB CONN(SL123 | I026531 | SPABXOTH | A | Test4072 | 4116 | C | NOS.
3BA00180AB:INTOF2 PACK INCLUDING 2 X INTOF2 BOARDS(SL123) | I026533 | SPABXSPR | A | Test4073 | 4117 | C | NOS.
APC SMART-UPS 3000VA LCD 230V-SMT3000I(SL123) | I026534 | SSRVRACS | A | Test4074 | 4118 | C | NOS.
WALL ALUMUNIM RACK 45MM | I026537 | CINSTMAT | A | Test4075 | 4119 | C | NOS.
HONEYCOMB CARTON(FOR EXPORT) 2 IN 1 | I026538 | CINSTMAT | A | Test4076 | 4120 | C | NOS.
MOUNTAIN BIKE FAT TIRE | I026559 | OMISC | A | Test4077 | 4121 | C | NOS.
FUSECONNECT-SC-QA-SM-20(FOR 2MM UPC) | I026562 | STOOLS | A | Test4078 | 4122 | C | NOS.
FUSECONNECT-SC-QA-SM-30(FOR 3MM UPC) | I026563 | STOOLS | A | Test4079 | 4123 | C | NOS.
FUSECONNECT-LC-QA-SM-20(FOR 2MM UPC) | I026564 | STOOLS | A | Test4080 | 4124 | C | NOS.
FUSECONNECT-LC-SF-SM-30(FOR 3MM UPC) | I026565 | STOOLS | A | Test4081 | 4125 | C | NOS.
LED TV 48" | I026567 | CMISC | A | Test4082 | 4126 | C | NOS.
WALL BRACKET SL2T | I026568 | CMISC | A | Test4083 | 4127 | C | NOS.
APPLE IPAD MINI 4 16GB WIFI+CELLULAR | I026569 | CMOBHSET | A | Test4084 | 4128 | C | NOS.
SAMSUNG GALAXY TAB S2 8" 32GB LTE | I026570 | CMOBHSET | A | Test4085 | 4129 | C | NOS.
3BA00759AA:INT-IP3 PACK (INT-IP3+10/100/1000BASE-T) (MS035) | I026577 | SPABXSPR | A | Test4086 | 4130 | C | NOS.
3BA23241AA:GPA2 BOARD (MS035) | I026578 | SPABXSPR | A | Test4087 | 4131 | C | NOS.
3BA23259AB CPU7-2 BOARD(MS035) | I026579 | SPABXSPR | A | Test4088 | 4132 | C | NOS.
3BA27013AB SATA HARD DISK FOR CPU7-2(MS035) | I026580 | SPABXSPR | A | Test4089 | 4133 | C | NOS.
3BA27056AA SDRAM 256 MB:256 MB CPU7/CPU7-2(MS035) | I026581 | SPABXSPR | A | Test4090 | 4134 | C | NOS.
CABLE LADDER LG 60 VS (LG 630 VS 3 FT) | I026587 | CINSTMAT | A | Test4091 | 4135 | C | Mtr
END CAP (SKH 60 OR) | I026588 | CINSTMAT | A | Test4092 | 4136 | C | NOS.
STRIGHT CONNECTOR LVG 60 FT) | I026589 | CINSTMAT | A | Test4093 | 4137 | C | NOS.
CONNECTOR (LAS 60 FT) | I026590 | CINSTMAT | A | Test4094 | 4138 | C | NOS.
90 DEG BEND (LBI 90 630 VS FT) | I026591 | CINSTMAT | A | Test4095 | 4139 | C | NOS.
TEE (LT 630 VS FT) NOS. 10 T BEND LT 630 VS FT 6213839 | I026592 | CINSTMAT | A | Test4096 | 4140 | C | NOS.
90 DEG ADHUSTABLE VERTICAL BEND (LGBV 630 VS FT) | I026593 | CINSTMAT | A | Test4097 | 4141 | C | NOS.
LID WITH SPACER (DRL FAM 330 FT) | I026594 | CINSTMAT | A | Test4098 | 4142 | C | Mtr
LID FOR 90 DEG BEND (BID 90 300 FT) | I026595 | CINSTMAT | A | Test4099 | 4143 | C | NOS.
LID FOR TEE (T D 300 FT) | I026596 | CINSTMAT | A | Test4100 | 4144 | C | NOS.
STAND-OFF BRACKET (DBL 50 300 FT) | I026597 | CINSTMAT | A | Test4101 | 4145 | C | NOS.
TRUSS-HEAD BOLT (FRS 12X25 F) | I026598 | CINSTMAT | A | Test4102 | 4146 | C | NOS.
MOUNTING RAIL (MS 41 LS 3M FT) | I026599 | CINSTMAT | A | Test4103 | 4147 | C | NOS.
HAMMER-HEAD BOLT, FOR MS41 (HKF22 M8X30 G) | I026600 | CINSTMAT | A | Test4104 | 4148 | C | NOS.
MESH CABLE TRAY GR 55 (GR 55 200 FT) | I026601 | CINSTMAT | A | Test4105 | 4149 | C | Mtr
MESH CABLE TRAY GR 55 (GR 55 300 FT) | I026602 | CINSTMAT | A | Test4106 | 4150 | C | Mtr
CLAMPING PIECE (GKS 34 FT) | I026603 | CINSTMAT | A | Test4107 | 4151 | C | NOS.
US 3 SUPPORT (US 3 K 40 FT) | I026604 | CINSTMAT | A | Test4108 | 4152 | C | NOS.
US 3 SUPPORT (US 3 40 FT) | I026605 | CINSTMAT | A | Test4109 | 4153 | C | NOS.
CEILING BRACKET (DB FT) | I026606 | CINSTMAT | A | Test4110 | 4154 | C | NOS.
THREADED ROD ((2078 M12 2M G) | I026607 | CINSTMAT | A | Test4111 | 4155 | C | NOS.
HEAD PLATE (KUS 5 NOK FT) | I026608 | CINSTMAT | A | Test4112 | 4156 | C | NOS.
HEXAGONAL BOLT (SKS 10X80F) | I026609 | CINSTMAT | A | Test4113 | 4157 | C | NOS.
GLC-EX-SMD=:1000BASE-EX SFP TRANSCEIVER MODULE,SMF,1310NM | I026616 | CSRVRACS | A | Test4114 | 4158 | C | NOS.
FUSION SPLICER FUJIKURA 12S WITH CT-06 | I026617 | STOOLS | A | Test4115 | 4159 | C | NOS.
12U SERVER RACK-600 X 540MM(SL109) | I026618 | SSRVRKS | A | Test4116 | 4160 | C | NOS.
FUSECONNECT TOOLKIT | I026620 | STOOLS | A | Test4117 | 4161 | C | NOS.
12U SERVER RACK-600 X 540MM(MS036) | I026621 | SSRVRKS | A | Test4118 | 4162 | C | NOS.
20 PAIR INTERNAL CABLE | I026631 | OCAPSTK | A | Test4119 | 4163 | C | Mtr
FINGERPRINT T&A-T6-C/ID | I026635 | CMISC | A | Test4120 | 4164 | C | NOS.
SUN-CATV-T15E2X7-M-2AC:CATV OPTICAL TRANSMITTER(SL117) | I026636 | SOPFIBRNTWK | A | Test4121 | 4165 | C | NOS.
SUN EDFA 8P28 M-2AC:ERBIUM DOPED FIBER AMPLIFIER | I026637 | SOPFIBRNTWK | A | Test4122 | 4166 | C | NOS.
SUN-ASC-1M-ASCSM-SX-2P: FIBER OPTIC PATCHCORD(SL117) | I026638 | SOPFIBRNTWK | A | Test4123 | 4167 | C | NOS.
SUN-ODB-OD2BS-72SC: FIBER OPTIC TERMINAL BOX(SL117) | I026639 | SOPFIBRNTWK | A | Test4124 | 4168 | C | NOS.
SUN-ASC-AD: FIBER OPTIC ADAPTOP (SL117) | I026640 | SOPFIBRNTWK | A | Test4125 | 4169 | C | NOS.
SUN-ASC-1M-SM-SX-0.9P: FIBER OPTIC PIGTAIL(SL117) | I026641 | SOPFIBRNTWK | A | Test4126 | 4170 | C | NOS.
SUN-OCC-96SMC-B: OUTDOOR CROSS-CONNECT CABINET (SL117) | I026642 | SOPFIBRNTWK | A | Test4127 | 4171 | C | NOS.
SUN-ODB-RM2C-48SC: FIBER OPTIC TERMINAL BOX(SL117) | I026643 | SOPFIBRNTWK | A | Test4128 | 4172 | C | NOS.
SUN-SC-SM-AD:FIBER OPTIC ADAPTOR(SL117) | I026644 | SOPFIBRNTWK | A | Test4129 | 4173 | C | NOS.
SUN-SC-1M-SM-SX-0.9P: FIBER OPTIC PIGTAIL(SL117) | I026645 | SOPFIBRNTWK | A | Test4130 | 4174 | C | NOS.
SUN-PLC116-2L1-ASC-C: PLC SPLITTER (SL117) | I026646 | SOPFIBRNTWK | A | Test4131 | 4175 | C | NOS.
SUN-PLC132-2L1-ASC-C: PLC SPLITTER (SL117) | I026647 | SOPFIBRNTWK | A | Test4132 | 4176 | C | NOS.
SUN-SC-MM-AD:FIBER OPTIC ADAPTOR(SL117) | I026648 | SOPFIBRNTWK | A | Test4133 | 4177 | C | NOS.
SUN-SC-1M-OM1-SX-0.9P: FIBER OPTIC PIGTAIL(SL117) | I026649 | SOPFIBRNTWK | A | Test4134 | 4178 | C | NOS.
SUN-LC-1M-SC-OM1-SX-2P:FIBER OPTIC PATCHCORD(SL117) | I026650 | SOPFIBRNTWK | A | Test4135 | 4179 | C | NOS.
SUN-LC-1M-SC-SM-SX-2P:FIBER OPTIC PATCHCORD(SL117) | I026651 | SOPFIBRNTWK | A | Test4136 | 4180 | C | NOS.
127MM ROUND BRUSHED GROMMET | I026652 | CSITEMAINT | A | Test4137 | 4181 | C | NOS.
GTAG2:230X165 AIR GUARD BRUSHED GROMMET | I026653 | CSITEMAINT | A | Test4138 | 4182 | C | NOS.
BANGLA SIM KIT | I026654 | POSG24 | A | Test4139 | 4183 | A | NOS.
DPS BLADE SPARE | I026655 | CSRVRACS | A | Test4140 | 4184 | C | NOS.
CT-06C, HIGH PRECISION SINGLE FIBER CLEAVER | I026657 | CTOOLS | A | Test4141 | 4185 | C | NOS.
JS-01 NYLON JACKET STRIPPER | I026658 | CTOOLS | A | Test4142 | 4186 | C | NOS.
LTC-01 LOOSE TUBE CUTTER | I026659 | CTOOLS | A | Test4143 | 4187 | C | NOS.
DELUXE FIBRE OPTIC STRIPPER | I026660 | CTOOLS | A | Test4144 | 4188 | C | NOS.
3EH73042AC:AFU-1 DAUGHTERCARD FOR AUXILIARIES CONNECT(MS036) | I026662 | SPABXSPR | A | Test4145 | 4189 | C | NOS.
3BA03215AA: GENERIC POWER CORD (MS036) | I026663 | SPABXSPR | A | Test4146 | 4190 | C | NOS.
3EH75001AB-MOUNTING KIT FOR RACK 3(MS036) | I026664 | SPABXSPR | A | Test4147 | 4191 | C | NOS.
3EH76034AA-BLIND SLOT STIFFNER (X1) (MS036) | I026665 | SPABXSPR | A | Test4148 | 4192 | C | NOS.
3BA00741AA:COMM SERVER SW> UP- 50 USERS‚CS-2 CPU BRD(MS036) | I026666 | SPABXSPR | A | Test4149 | 4193 | C | NOS.
3GV27063TB:ALCATEL-LUCENT IP TOUCH 4018 PHONE(MS036) | I026667 | SPABXSPR | A | Test4150 | 4194 | C | NOS.
3MG27100WW:8028 PREMIUM DESKPHONE INT(MS036) | I026668 | SPABXSPR | A | Test4151 | 4195 | C | NOS.
SUN-ODB-RM2C-12SC: FIBER OPTIC TERMINAL BOX (SL117) | I026670 | SOPFIBRNTWK | A | Test4152 | 4196 | C | NOS.
BOSCH VDA-832FHD-WMT WALL MOUNT BRACKET(SL119) | I026673 | SINSTMAT | A | Test4153 | 4197 | C | NOS.
SUN-ODN-I-W: FTTH TERMINAL BOX | I026676 | OINSTMAT | A | Test4154 | 4198 | C | NOS.
7200-64250-102:REALPRESENCE GROUP 500-720P,GROUP 500HD CODEC | I026680 | CSURVLNCE | A | Test4155 | 4199 | C | NOS.
2215-24143-001:MOUNTING BRACKET SHELF SOLUTION FOR EAGLEEYE | I026681 | CSURVLNCE | A | Test4156 | 4200 | C | NOS.
LONGITUDINAL OPENING KNIFE LONGITUDINAL SHEATH CABLE SLITTER | I026684 | CTOOLS | A | Test4157 | 4201 | C | NOS.
BANGLA SIM USER GUIDE | I026686 | POSG24 | A | Test4158 | 4202 | C | NOS.
2.5" HDD CASING | I026688 | OPCACSRS | A | Test4159 | 4203 | C | NOS.
BANGLA SIM KIT COVER | I026689 | POSG24 | A | Test4160 | 4204 | C | NOS.
901-T300-XX01:ZONEFLEX T300,OMNI,OUTDOOR ACCESS POINT | I026690 | OMODROUT | A | Test4161 | 4205 | C | NOS.
M.BOARD 12MMX4'X8' | I026693 | CSITEMAINT | A | Test4162 | 4206 | C | NOS.
GI C-CHANNEL 100MMX35MMX0.6MMX8' | I026694 | CSITEMAINT | A | Test4163 | 4207 | C | NOS.
ROCK WOOL-DENSITY 40KG/M3 2'X4'X2" | I026695 | CSITEMAINT | A | Test4164 | 4208 | C | NOS.
13MMX100MM SDS PLUS BIT | I026696 | CTOOLS | A | Test4165 | 4209 | C | NOS.
BIT SET 32 R1 | I026697 | CTOOLS | A | Test4166 | 4210 | C | NOS.
BIT SET 56 R1 | I026698 | CTOOLS | A | Test4167 | 4211 | C | NOS.
CORDLESS SCREWDRIVER | I026699 | CTOOLS | A | Test4168 | 4212 | C | NOS.
DRIVER BIT 32PC SET | I026700 | CTOOLS | A | Test4169 | 4213 | C | NOS.
MEASURING TAPE 8MX25MM | I026701 | CTOOLS | A | Test4170 | 4214 | C | NOS.
IMPACT DRILL GSB 16RE 228141 | I026702 | CTOOLS | A | Test4171 | 4215 | C | NOS.
KNIPEX COBOLT COPACT BOLT CUTTER 200MM | I026703 | CTOOLS | A | Test4172 | 4216 | C | NOS.
M10 CW300 CHAIN WRENCH 12" | I026704 | CTOOLS | A | Test4173 | 4217 | C | NOS.
M10 GEAR RATCHET LONG COMB WRENCH 14MM | I026705 | CTOOLS | A | Test4174 | 4218 | C | NOS.
WRENCH GEAR 17MM | I026706 | CTOOLS | A | Test4175 | 4219 | C | NOS.
WRENCH GEAR 19MM | I026707 | CTOOLS | A | Test4176 | 4220 | C | NOS.
M10 GEAR RATCHET LONG COMB WRENCH 8MM | I026708 | CTOOLS | A | Test4177 | 4221 | C | NOS.
MINI RUBBER STRAP WRENCH | I026709 | CTOOLS | A | Test4178 | 4222 | C | NOS.
PLASTIC TOOL BOX MULTIFUNCTION 13" | I026710 | CTOOLS | A | Test4179 | 4223 | C | NOS.
SABOTEN COOKING SHEAR 1211 | I026711 | CTOOLS | A | Test4180 | 4224 | C | NOS.
SDS PLUS DRILL BIT 12X100MM | I026712 | CTOOLS | A | Test4181 | 4225 | C | NOS.
SDS PLUS DRILL BIT 12X200MM | I026713 | CTOOLS | A | Test4182 | 4226 | C | NOS.
SDS PLUS DRILL BIT 8X50MM | I026714 | CTOOLS | A | Test4183 | 4227 | C | NOS.
MEASURING TAPE 16P 3.6M/12FT | I026715 | CTOOLS | A | Test4184 | 4228 | C | NOS.
DELL 3558-20452G-W10-BLK 4GB RAM 500GB HDD(MA002) | I026716 | SLPTPCMPT | A | Test4185 | 4229 | C | NOS.
DELL VOSTRO 14 V5459-20452G I5-6200U-2.3GHZ 4GB DD3RAM(MA002 | I026717 | SLPTPCMPT | A | Test4186 | 4230 | C | NOS.
FABRICATED BRACKETS(SL119) | I026719 | SINSTMAT | A | Test4187 | 4231 | C | NOS.
MONOCRYSTALLINE SOLAR PANEL 320W – AE-M6-72 | I026723 | CPWR SYSTEM | A | Test4188 | 4232 | C | NOS.
STP 25000 TL WITH WEB CONNECT + SPD TYPE II & DISPLAY | I026724 | CPWR SYSTEM | A | Test4189 | 4233 | C | NOS.
CLUSTER CONTROLLER | I026725 | CPWR SYSTEM | A | Test4190 | 4234 | C | NOS.
SMA ENERGY METER 63A 4P | I026726 | CPWR SYSTEM | A | Test4191 | 4235 | C | NOS.
SUNNY BOY COMBINER BOX - SBCB-6 | I026727 | CPWR SYSTEM | A | Test4192 | 4236 | C | NOS.
DPS SITE LOAD 1000W DBU20B-N12A1 | I026731 | CPWR SYSTEM | A | Test4193 | 4237 | C | NOS.
DPS SITE LOAD 1500W | I026732 | CPWR SYSTEM | A | Test4194 | 4238 | C | NOS.
DPS SPARE PARTS | I026733 | CPWR SYSTEM | A | Test4195 | 4239 | C | NOS.
CFS CALL FEATURE SERVER CH6010D CFS 6320HA CFS HA 2SLOT CHAS | I026735 | CSRVRS | A | Test4196 | 4240 | C | NOS.
SFPS POWER CABLES SCONS USB KEYS PC6010DI | I026737 | CSRVRACS | A | Test4197 | 4241 | C | NOS.
VB-400-ANT/25/3338/DISH:DISH ANTENNA,2FT,DUAL POLARIZATION,G | I026738 | CANTMAST | A | Test4198 | 4242 | C | NOS.
VB-400H/ODU/F58F/EXT:VB-400H ODU,CONNECTORIZED FOR EXTERNAL | I026739 | CANTMAST | A | Test4199 | 4243 | C | NOS.
VB-400/ANT/28/5260/DISH:DISH ANTENNA,28 DBI,5.250-6.200 GHZ, | I026740 | CANTMAST | A | Test4200 | 4244 | C | NOS.
RECLINER 2 SEATER | I026748 | CFURNITURE | A | Test4201 | 4245 | C | NOS.
DELL X1026P POE NETWORK SWITCH 24 POE + 2SFP PORTS ( MS036) | I026757 | SOPFIBRNTWK | A | Test4202 | 4246 | C | NOS.
ALCATEL T06 PHONE | I026758 | OTELEEQ | A | Test4203 | 4247 | C | NOS.
IPHONE 7 BLACK 32GB | I026759 | POSG12 | A | Test4204 | 4248 | A | NOS.
IPHONE 7 SILVER 32GB | I026760 | POSG12 | A | Test4205 | 4249 | A | NOS.
IPHONE 7 PLUS SILVER 128GB | I026778 | POSG12 | A | Test4206 | 4250 | A | NOS.
3BA23275AB :ARMADA DAUGHTER BOARD(SL124) | I026790 | SPABXSPR | A | Test4207 | 4251 | C | NOS.
3EH73092AB ANALOG INTERFACES SLI16-2 BOARD (SL124) | I026791 | SPABXSPR | A | Test4208 | 4252 | C | NOS.
3BA03215AA: GENERIC POWER CORD (SL124) | I026792 | SPABXSPR | A | Test4209 | 4253 | C | NOS.
3EH75001AB: MR3 MOUNTING KIT(SL124) | I026793 | SPABXSPR | A | Test4210 | 4254 | C | NOS.
3EH76034AA: BLIND SLOT STIFFENER(SL124) | I026794 | SPABXSPR | A | Test4211 | 4255 | C | NOS.
3EU27009AA: 4XV24 OVER IP BOX (230V) (SL124) | I026795 | SPABXSPR | A | Test4212 | 4256 | C | NOS.
3BA00742AA: OMNIPCX ENTERPRISE*80 CS-2/MR3 230V(SL124) | I026796 | SPABXSPR | A | Test4213 | 4257 | C | NOS.
3MG27121WW:8068 NO BT PREMIUM DESKPHONE INT(SL124) | I026797 | SPABXSPR | A | Test4214 | 4258 | C | NOS.
3EH73005AC:DIGITAL INTERFACES UAI8 BOARD(MS038) | I026799 | SPABXSPR | A | Test4215 | 4259 | C | NOS.
3EH73092AB ANALOG INTERFACES SLI16-2 BOARD (MS038) | I026800 | SPABXSPR | A | Test4216 | 4260 | C | NOS.
3BA03215AA: GENERIC POWER CORD (MS038) | I026801 | SPABXSPR | A | Test4217 | 4261 | C | NOS.
3EH75001AB:MR3 MOUNTING KIT(MS038) | I026802 | SPABXSPR | A | Test4218 | 4262 | C | NOS.
3EH76034AA: BLIND SLOT STIFFENER(MS038)) | I026803 | SPABXSPR | A | Test4219 | 4263 | C | NOS.
3BA00742AA: OMNIPCX ENTERPRISE*80 CS-2/MR3 230V(MS038) | I026804 | SPABXSPR | A | Test4220 | 4264 | C | NOS.
3MG27103WW:8029 PREMIUM DESKPHONE INT(MS038) | I026805 | SPABXSPR | A | Test4221 | 4265 | C | NOS.
ZNID-PWR-24XX-UK-G:AC ADAPTR-SNGLE-12VDC,1.5A,2400 SERI ONTS | I026807 | OPWR SYSTEM | A | Test4222 | 4266 | C | NOS.
LED MONITOR 27" | I026808 | CMISC | A | Test4223 | 4267 | C | NOS.
SYCF160KH:APC SYMMETRA PX FRAME 160KW 400V | I026814 | CPWR SYSTEM | A | Test4224 | 4268 | C | NOS.
SYPM10K16H:APC SYMMETRA PX POWER MODULE, 10/16KW, 400V | I026815 | CPWR SYSTEM | A | Test4225 | 4269 | C | NOS.
PDUM160H-B:APC MODULAR IT POWER DISTRBN UNIT/36 POLES,MBP & | I026816 | CPWR SYSTEM | A | Test4226 | 4270 | C | NOS.
PDM3563IEC-200:APC IT POWER DISTRIBUTION MODULE 3 POLE 5 WIR | I026817 | CPWR SYSTEM | A | Test4227 | 4271 | C | NOS.
ESH710W-12V:BATTERY | I026818 | CPWR SYSTEM | A | Test4228 | 4272 | C | NOS.
CABLE 3CX4MM2 FLEXIBLE RUBBER: EZ-PDXD/SC4-ORANGE | I026819 | CPWRCABLE | A | Test4229 | 4273 | C | Mtr
CABLE 4CX35MM2 FLEXIBLE RUBBER: EZ-PHXD/4C35-ORANGE | I026820 | CPWRCABLE | A | Test4230 | 4274 | C | Mtr
CABLE 1CX70MM2 LSFLEX125 SWITCHBOARD: LS-XXXD/1C70-GREEN/YEL | I026821 | CPWRCABLE | A | Test4231 | 4275 | C | Mtr
CABLE 1CX16MM2 LSFLEX125 SWITCHBOARD: LS-XXXD/1C16-GREEN/YEL | I026822 | CPWRCABLE | A | Test4232 | 4276 | C | Mtr
FIBER MEDIA CONVERTER | I026829 | OINSTMAT | A | Test4233 | 4277 | C | NOS.
UCM6202:2 FXO, 2 FXS IP-PBX | I026833 | OCRITICAL-ITEMS | A | Test4234 | 4278 | C | NOS.
UCM6208:8 FXO, 2 FXS IP-PBX | I026834 | OCRITICAL-ITEMS | A | Test4235 | 4279 | C | NOS.
GXP1615_1-LINE IP PHONE W/ POE | I026835 | OCRITICAL-ITEMS | A | Test4236 | 4280 | C | NOS.
GXP1630:3-LINE HD IP PHONE W/ POE + GIGABIT | I026836 | OCRITICAL-ITEMS | A | Test4237 | 4281 | C | NOS.
GXP2170:12 LINES, 6 SIP ACCOUNTS, HD IP PHONE W/ POE | I026838 | OCRITICAL-ITEMS | A | Test4238 | 4282 | C | NOS.
GAC2500_ANDROID ENTERPRISE CONFERENCE PHONE | I026839 | OCRITICAL-ITEMS | A | Test4239 | 4283 | C | NOS.
GVC3200:VIDEO CONFERENCING SYSTEM | I026840 | OCRITICAL-ITEMS | A | Test4240 | 4284 | C | NOS.
GXV3500:1-CHANNEL IP VIDEO ENCODER / DECODER / PA | I026841 | OCRITICAL-ITEMS | A | Test4241 | 4285 | C | NOS.
SMT1500RMI2U:APC SMART-UPS 1500VA LCD RM 2U 230V(SL121) | I026843 | SSRVRACS | A | Test4242 | 4286 | C | NOS.
901-T300-XX01:ZONEFLEX T300,OMNI,OUTDOOR ACCESS POINT(SL121) | I026845 | SMODROUT | A | Test4243 | 4287 | C | NOS.
901-R700-XX00:ZONEFLEX R700 DUAL-BAND WIRELESS AP(SL121) | I026846 | SMODROUT | A | Test4244 | 4288 | C | NOS.
ZNID-GPON-2426A-UK:GPON ONT,INDOOR,2POTS,4GE,WIFI(SL121) | I026849 | SMODROUT | A | Test4245 | 4289 | C | NOS.
ZNID-GE-2608T-UK:INDOOR GIGABIT ACTIVE ETHERNET ONT (SL121) | I026850 | SMODROUT | A | Test4246 | 4290 | C | NOS.
MXK-CHASSIS-319:3U,19"RACK,7 LINE-CARD SLOTS,2 UPLINK(SL121) | I026851 | SOPFIBRNTWK | A | Test4247 | 4291 | C | NOS.
MXK-UPLINK-6X1GE-CLK:UPLINK WITH 6X1G ETHERNET PORTS(SL121) | I026852 | SOPFIBRNTWK | A | Test4248 | 4292 | C | NOS.
MXK-GPONX4-IO:GPON LINE CARD WITH 4 OLT PORTS,SFP B(SL121) | I026853 | SOPFIBRNTWK | A | Test4249 | 4293 | C | NOS.
MXK-BLANK-ENDPANEL:BLANK END PANEL-COVER UNUSED SLOTS(SL121) | I026854 | SOPFIBRNTWK | A | Test4250 | 4294 | C | NOS.
XP-AC-SUPPLY:AC POWER SUPPLY,90-264 VAC,48 VDC,150W(SL121) | I026855 | SOPFIBRNTWK | A | Test4251 | 4295 | C | NOS.
MXK-GPON-SFP-B+-RSSI:MXK GPON SFP B+OPTICS,SUPP DIGI(SL121) | I026856 | SOPFIBRNTWK | A | Test4252 | 4296 | C | NOS.
ZPON-JMPR-SC/APC-SC/UPC-SM-3M:PON FIBER JUMPER CBL(SL121) | I026857 | SOPFIBRNTWK | A | Test4253 | 4297 | C | NOS.
ZPON-SPLT-1X2-SC/APC-1LGX:PON SPLITTERS 1X2 SC/APC CO(SL121) | I026858 | SOPFIBRNTWK | A | Test4254 | 4298 | C | NOS.
SFP-GE-LX-1310-DLC:SFPGELX(1000MBPS)TX1310NM RX 10KM(SL121) | I026859 | SOPFIBRNTWK | A | Test4255 | 4299 | C | NOS.
J9772A:HP 2530-48G-POE+ SWITCH (SL121) | I026860 | SOPFIBRNTWK | A | Test4256 | 4300 | C | NOS.
J9773A:HP 2530-24G-POE+ SWITCH (SL121) | I026861 | SOPFIBRNTWK | A | Test4257 | 4301 | C | NOS.
J9774A:HP 2530-8G-POE+ SWITCH (SL121) | I026862 | SOPFIBRNTWK | A | Test4258 | 4302 | C | NOS.
J4859C:HPE X121 1G SFP LC LX TRANSCEIVER (SL121) | I026863 | SOPFIBRNTWK | A | Test4259 | 4303 | C | NOS.
J9822A:HP 5412R ZL2 SWITCH (SL121) | I026864 | SOPFIBRNTWK | A | Test4260 | 4304 | C | NOS.
J9534A:HP 24-PORT GIG-T POE+ V2 ZL MODULE (SL121) | I026865 | SOPFIBRNTWK | A | Test4261 | 4305 | C | NOS.
J9989A:HP 12P POE+ / 12P SFP V3 ZL2 MODULE (SL121) | I026866 | SOPFIBRNTWK | A | Test4262 | 4306 | C | NOS.
J9990A:HP 20P POE+ / 4P SFP+ V3 ZL2 MODULE (SL121) | I026867 | SOPFIBRNTWK | A | Test4263 | 4307 | C | NOS.
J9828A:HP 5400R 700W POE+ ZL2 POWER SUPPLY (SL121) | I026868 | SOPFIBRNTWK | A | Test4264 | 4308 | C | NOS.
GREENLEE NAUTILUS TEST TELEPHONE (MODEL 361) | I026872 | CTOOLS | A | Test4265 | 4309 | C | NOS.
TX2002 GRAPHICAL FAULT LOCATOR TDR | I026873 | CTOOLS | A | Test4266 | 4310 | C | NOS.
DELUXE 45DEGREE FLARING TOOL | I026874 | CTOOLS | A | Test4267 | 4311 | C | NOS.
SUN-OCC-96SMC-B: FIBER OPTIC TERMINAL BOX(SL121) | I026887 | SOPFIBRNTWK | A | Test4268 | 4312 | C | NOS.
SUN-PLC116-2L1.5-ASC-C: PLC SPLITTER (SL121) | I026888 | SOPFIBRNTWK | A | Test4269 | 4313 | C | NOS.
SUN-ASC-1M-ASCSM-SX-2P: FIBER OPTIC PATCHCORD(SL121) | I026889 | SOPFIBRNTWK | A | Test4270 | 4314 | C | NOS.
SUN-LC-2M-SC-SM-SX-2P:FIBER OPTIC PATCHCORD(SL121) | I026890 | SOPFIBRNTWK | A | Test4271 | 4315 | C | NOS.
SUN-ODB-RM2C-48SC: FIBER OPTIC TERMINAL BOX(SL121) | I026891 | SOPFIBRNTWK | A | Test4272 | 4316 | C | NOS.
SUN-SC-SM-AD:FIBER OPTIC ADAPTOR(SL121) | I026892 | SOPFIBRNTWK | A | Test4273 | 4317 | C | NOS.
SUN-SC-1M-SM-SX-0.9P: FIBER OPTIC PIGTAIL(SL121) | I026893 | SOPFIBRNTWK | A | Test4274 | 4318 | C | NOS.
SUN-PP48-CAT6:UTP PATCH PANEL(SL121) | I026894 | SOPFIBRNTWK | A | Test4275 | 4319 | C | NOS.
SUN-PP24-CAT6:UTP PATCH PANEL | I026895 | SOPFIBRNTWK | A | Test4276 | 4320 | C | NOS.
SUN-CMU-1U:CABLE MANAGEMENT(SL121) | I026896 | SOPFIBRNTWK | A | Test4277 | 4321 | C | NOS.
SUN-NC6606-GS2F1S1P6:NETWORK CABINET(SL121) | I026897 | SOPFIBRNTWK | A | Test4278 | 4322 | C | NOS.
SUN-NC81042-MM4F4S4P6:NETWORK CABINET(SL121) | I026898 | SOPFIBRNTWK | A | Test4279 | 4323 | C | NOS.
SUN-ODB-RM2C-12SC: FIBER OPTIC TERMINAL BOX (SL121) | I026899 | SOPFIBRNTWK | A | Test4280 | 4324 | C | NOS.
SUN-CMU-2U:CABLE MANAGEMENT(SL121) | I026900 | SOPFIBRNTWK | A | Test4281 | 4325 | C | NOS.
ASR-903:ASR 903 SERIES ROUTER CHASSIS | I026901 | CSRVRACS | A | Test4282 | 4326 | C | NOS.
A900-RSP2A-128:ASR 900 ROUTE SWITCH PROCESSOR 2-128G,BASE SC | I026903 | CSRVRACS | A | Test4283 | 4327 | C | NOS.
A903-RCKMNT-19IN:ASR 903 EIA /JIS 19IN RACK MOUNT KIT | I026905 | CSRVRACS | A | Test4284 | 4328 | C | NOS.
A903-CAB-BRACKET:ASR 903 CABLE BRACKET | I026906 | CSRVRACS | A | Test4285 | 4329 | C | NOS.
A900-IMA-BLANK:ASR 900 INTERFACE MODULE TYPE-A BLANK COVER | I026907 | CSRVRACS | A | Test4286 | 4330 | C | NOS.
A900-IMA2Z:ASR 900 2 PORT 10GE SFP+/XFP INTERFACE MODULE | I026908 | CSRVRACS | A | Test4287 | 4331 | C | NOS.
A900-IMA8S1Z=:ASR 900 8 PORT SFP GIGABIT ETHERNET INTERFACE | I026909 | CSRVRACS | A | Test4288 | 4332 | C | NOS.
A903-FAN-E:ASR 903 FAN TRAY WITH FILTER SLOT | I026910 | CSRVRACS | A | Test4289 | 4333 | C | NOS.
A900-PWR550-D-E:ASR 900 5S0W ENHANCED DC POWER SUPPLY | I026911 | CSRVRACS | A | Test4290 | 4334 | C | NOS.
ASR-9006-DC-V2:ASR 9006 DC CHASSIS WITH PEM VERSION 2 | I026912 | CSRVRACS | A | Test4291 | 4335 | C | NOS.
ASR-9006-BAFFLE:ASR 9006 BAFFLE FOR FRONT-TO-BACK AIRFLOW | I026913 | CSRVRACS | A | Test4292 | 4336 | C | NOS.
A9K-MOD80-TR:80G MODULAR LINECARD, PACKET TRANSPORT OPTIMIZE | I026914 | CSRVRACS | A | Test4293 | 4337 | C | NOS.
A9K-MPA-2X10GE:ASR 9000 2-PORT 10GE MODULAR PORT ADAPTER | I026915 | CSRVRACS | A | Test4294 | 4338 | C | NOS.
A9K-MPA-20X1GE:ASR 9000 20-PORT 1GE MODULAR PORT ADAPTER | I026916 | CSRVRACS | A | Test4295 | 4339 | C | NOS.
A9K-MOD80-SE:80G MODULAR LINECARD, SERVICE EDGE OPTIMIZED | I026917 | CSRVRACS | A | Test4296 | 4340 | C | NOS.
A9K-MPA-4X10GE:ASR 9000 4-PORT 10GE MODULAR PORT ADAPTER | I026918 | CSRVRACS | A | Test4297 | 4341 | C | NOS.
CON-SNT-WSC24EXX:CATALYST 4500-X 24 PORT 10G ENT.SRVC FRT-TO | I026944 | SSRVRACS | A | Test4298 | 4342 | C | NOS.
CON-SNT-ASR1001X:SMARTNET 8X5XNBD CISCO ASR1001-X CHASSIS CR | I026945 | SSRVRACS | A | Test4299 | 4343 | C | NOS.
IMPACT & PUNCH DOWN TOOL 1PC 110/88 & 1PC DUAL 66W/CUT BLAD | I026947 | CTOOLS | A | Test4300 | 4344 | C | NOS.
INSULATED SCREWDRIVER SET (1000V/7PCS) | I026948 | CTOOLS | A | Test4301 | 4345 | C | NOS.
CABLE SNIFFER REMOTE | I026949 | CTOOLS | A | Test4302 | 4346 | C | NOS.
FIBER OPTIC VISUAL FAULT LOCATOR | I026950 | CTOOLS | A | Test4303 | 4347 | C | NOS.
TERMINAL RATCHET CRIMPING TOOL | I026951 | CTOOLS | A | Test4304 | 4348 | C | NOS.
VDE 1000V INSULATED CABLE CUTTER 150MM (22MM2) | I026952 | CTOOLS | A | Test4305 | 4349 | C | NOS.
CORDLESS RECHARGABLE MINI VACCUM CLEANER | I026953 | CTOOLS | A | Test4306 | 4350 | C | NOS.
RATCHET CABLE CUTTER (320MM) | I026954 | CTOOLS | A | Test4307 | 4351 | C | NOS.
REPLACE BLADE - 5DK-2112-B | I026955 | CTOOLS | A | Test4308 | 4352 | C | NOS.
4 PIN TEST PHONE JACK WITH 4 CLIP CROCODILE CABLE | I026956 | CTOOLS | A | Test4309 | 4353 | C | NOS.
TEST PHONE CABLE WITH 4 PIN PHONE JACK | I026957 | CTOOLS | A | Test4310 | 4354 | C | NOS.
2 PIN TEST PLUG WITH 2 PIN PHONE JACK | I026958 | CTOOLS | A | Test4311 | 4355 | C | NOS.
SERVICE CASE (340 X 280 X 80MM) | I026959 | CTOOLS | A | Test4312 | 4356 | C | NOS.
DRILL BIT HSS 25 PCS SET 1MM - 13MM | I026960 | CTOOLS | A | Test4313 | 4357 | C | NOS.
HACKSAW BLADE 12" - 24T | I026961 | CTOOLS | A | Test4314 | 4358 | C | NOS.
M10 CUTTING WHEEL 100X2X16MM | I026962 | CTOOLS | A | Test4315 | 4359 | C | NOS.
M10 HEAVY DUTY HACKSAW HS12 | I026963 | CTOOLS | A | Test4316 | 4360 | C | NOS.
SCREWDRIVER BIT SET 43PC | I026964 | CTOOLS | A | Test4317 | 4361 | C | NOS.
TOOLS BACKPACK | I026965 | CTOOLS | A | Test4318 | 4362 | C | NOS.
TELEMATRIX 9600 CORDLESS PHONE(1LINE,10 MEMORY BUTTONS PHONE | I026967 | OTELEEQ | A | Test4319 | 4363 | C | NOS.
A0006-015-001-001-001-1:ADVANCED QOS MODULE(E-SERIES) | I026971 | SMODROUT | A | Test4320 | 4364 | C | NOS.
A900-CONS-KIT-U:ASR 900 USB CONSOLE CABLING KIT | I026972 | CSRVRACS | A | Test4321 | 4365 | C | NOS.
A900-CONS-KIT-S:ASR 900 SERIAL CONSOLE CABLING KIT | I026973 | CSRVRACS | A | Test4322 | 4366 | C | NOS.
CON-SNT-A900A128:SNTC-8XSXNBD ASR 900 ROUTE SWITCH | I026974 | CSRVRACS | A | Test4323 | 4367 | C | NOS.
ASR-9006-FAN-V2:ASR-9006 FAN TRAY VERSION 2 | I026975 | CSRVRACS | A | Test4324 | 4368 | C | NOS.
PWR-2KW-DC-V2:2KW DC POWER MODULE VERSION 2 | I026976 | CSRVRACS | A | Test4325 | 4369 | C | NOS.
DCIM CONTROLLER | I026994 | CMISC | A | Test4326 | 4370 | C | NOS.
901-3050-XX00:ZONEDIRECTOR 3000,LIC.FOR 50 ZONEFLEX AP(SL121 | I026995 | SMODROUT | A | Test4327 | 4371 | C | NOS.
902-0120-0000:SECURE MOUNT.BRACKET FOR ZONEFLEX R710(SL121) | I026996 | SMODROUT | A | Test4328 | 4372 | C | NOS.
901-1205-XX00:ZONEDIRECTOR 1205,LICENSED /UP-5 ZONEFL(MS039) | I026998 | SWIFIEQUIP | A | Test4329 | 4373 | C | NOS.
901-T300-XX501:ZONEFLEX T300,OUTDOOR ACCESS POINT(MS039) | I026999 | SWIFIEQUIP | A | Test4330 | 4374 | C | NOS.
901-R310-XX02:ZONEFLEX R300 DUAL BAND INDOOR ACCESS P(MS039) | I027000 | SWIFIEQUIP | A | Test4331 | 4375 | C | NOS.
902-0120-0000:SECURE MOUNT.BRACKET FOR ZONEFLEX R710(MS039) | I027001 | SWIFIEQUIP | A | Test4332 | 4376 | C | NOS.
APC-AMC2-4WCF:AMC2 DOORCONTROLLER 4 WIEGAND WITH CF CA(SL122 | I027005 | SSURVLNCE | A | Test4333 | 4377 | C | NOS.
API-AMC2-4WE:AMC2 DOORCONTR.-EXTENSION WIEGANDIF(SL122) | I027006 | SSURVLNCE | A | Test4334 | 4378 | C | NOS.
APS-PSU-60:AMC POWER SUPPLY UNIT(SL122) | I027008 | SSURVLNCE | A | Test4335 | 4379 | C | NOS.
AEC-AMC2-UL1:AMC ENCLOSURE WITH 1 DIN RAIL(SL122) | I027009 | SSURVLNCE | A | Test4336 | 4380 | C | NOS.
900NXXX:ICLASS SE R10(SL122) | I027010 | SSURVLNCE | A | Test4337 | 4381 | C | NOS.
NII-41012-V3:INFRARED IP DOME 720P INDOOR(SL122) | I027019 | SSURVLNCE | A | Test4338 | 4382 | C | NOS.
NDI-41012-V3:INFRARED IP DOME 720P IP66(SL122) | I027020 | SSURVLNCE | A | Test4339 | 4383 | C | NOS.
VDA-WMT-AODOME:ADV LINE OUTDOOR WALL MOUNT(SL122) | I027021 | SSURVLNCE | A | Test4340 | 4384 | C | NOS.
DIP-71F3-16HD:DIVAR IP 7000 3U 16X3TB(SL122) | I027022 | SSURVLNCE | A | Test4341 | 4385 | C | NOS.
MBV-XCHAN-DIP:DIVAR IP CHANNEL (ENC/DEC) EXPANS.(8)(SL122) | I027023 | SSURVLNCE | A | Test4342 | 4386 | C | NOS.
SUN-LC-20M-LC-SM-DX-2P:FIBEROPTIC PATCHCORD | I027028 | COPFIBRNTWK | A | Test4343 | 4387 | C | NOS.
P-TOUCH LABELLER~BROTHER~PT-E100VP | I027029 | SMISC | A | Test4344 | 4388 | C | NOS.
ICX6SQMM(7/1.01MM)CU/PVC(GREEN)FLEXIBLE CABLE 100M | I027030 | CLGTSPSP | A | Test4345 | 4389 | C | Roll
CABLE LUG 6MM2 | I027031 | CLGTSPSP | A | Test4346 | 4390 | C | NOS.
WIRE END SLEEVE GREEN 6SQMM | I027032 | CLGTSPSP | A | Test4347 | 4391 | C | NOS.
SUN-LC-10M-LC-SM-DX-2P:FIBER OPTIC PATCHCORD | I027033 | COPFIBRNTWK | A | Test4348 | 4392 | C | NOS.
M6 CAGE NUT BOLT & WASHER | I027034 | OCRITICAL-ITEMS | A | Test4349 | 4393 | C | NOS.
BOOT PLUGS CAT6 (GREY) | I027035 | OCRITICAL-ITEMS | A | Test4350 | 4394 | C | NOS.
BOOT PLUGS CAT6 (BLUE) | I027036 | OCRITICAL-ITEMS | A | Test4351 | 4395 | C | NOS.
BOOT PLUGS CAT6 (YELLOW) | I027037 | OCRITICAL-ITEMS | A | Test4352 | 4396 | C | NOS.
BOOT PLUGS CAT6 (RED) | I027038 | OCRITICAL-ITEMS | A | Test4353 | 4397 | C | NOS.
SG500X-24P-K9-AU:24P GIG POE 4P 10GIG STCKBL MNG SWTCH(MS039 | I027039 | SOPFIBRNTWK | A | Test4354 | 4398 | C | NOS.
CON-SNT-SG5039AU:SNTC-8X5XNBD 24P GIG POE-4P 10GIG ST(MS039) | I027040 | SOPFIBRNTWK | A | Test4355 | 4399 | C | NOS.
SG500X-48P-K9-AU:48P GIG POE-4P 10GIG STCKBL MNG SWTCH(MS039 | I027041 | SOPFIBRNTWK | A | Test4356 | 4400 | C | NOS.
CON-SNT-SG5069AU:SNTC-8X5XNBD 48P GIG POE-4P 10-GIG (MS039) | I027042 | SOPFIBRNTWK | A | Test4357 | 4401 | C | NOS.
MGBBX1-RF:GIGABIT ETHERNET BX MINI-GBIC SFP TRANSCEIVR(MS039 | I027043 | SOPFIBRNTWK | A | Test4358 | 4402 | C | NOS.
H/GLASS PANEL (1500WX1200H) | I027046 | CSITEMAINT | A | Test4359 | 4403 | C | NOS.
H/GLASS PANEL (750WX1200H) | I027047 | CSITEMAINT | A | Test4360 | 4404 | C | NOS.
EDGE FINISH 1200 | I027048 | CSITEMAINT | A | Test4361 | 4405 | C | NOS.
4 WAY CONNECTING POLE | I027049 | CSITEMAINT | A | Test4362 | 4406 | C | NOS.
9U1-R500-UK00:ZONEFLEX™ R500 UNLEASHED | I027050 | SMODROUT | A | Test4363 | 4407 | C | NOS.
902-0162-UKYY:POE INJECTOR FOR R500 | I027051 | SMODROUT | A | Test4364 | 4408 | C | NOS.
CABLE FLEXIBLE 1CX6MM CU/PVC BK | I027060 | OPWR SYSTEM | A | Test4365 | 4409 | C | Mtr
CABLE FLEXIBLE 1CX25MM CU/PVC BK | I027062 | OPWR SYSTEM | A | Test4366 | 4410 | C | Mtr
HEAVY DUTY 3 IN 1 TRACKER 160X23X140MM | I027065 | CTOOLS | A | Test4367 | 4411 | C | NOS.
SOLDER PASTE 50G | I027066 | CTOOLS | A | Test4368 | 4412 | C | NOS.
REVERSIBLE RATCHET SCREWDRIVER W/BITS & SOCKETS SET | I027067 | CTOOLS | A | Test4369 | 4413 | C | NOS.
OPTICAL FIBER METER | I027068 | CTOOLS | A | Test4370 | 4414 | C | NOS.
FIBER OPTIC TOOL KIT | I027069 | CTOOLS | A | Test4371 | 4415 | C | NOS.
MEASURING TAPE - 7.5M/25 FT | I027070 | CTOOLS | A | Test4372 | 4416 | C | NOS.
21 PCS 1/4" & 3/8" DUAL FUNCTION RATCHET HANDLE SOCKETS SET | I027071 | CTOOLS | A | Test4373 | 4417 | C | NOS.
SOCKET TESTER -AC 230V(UK TYPE) | I027072 | CTOOLS | A | Test4374 | 4418 | C | NOS.
3EH08610AA OMNIPCX OFFICE RCE MEDIUM - 220V | I027073 | OPABXSPR | A | Test4375 | 4419 | C | NOS.
SF-PAXD/1C6EA:1C 6MM SQU EARTH CABLE | I027080 | CPWRCABLE | A | Test4376 | 4420 | C | Mtr
RECHARGEABLE HANDHELD VACUUM CLEANER | I027081 | CMISC | A | Test4377 | 4421 | C | NOS.
CAT6A RJ45 PLUGS (SHIELDED)(SL122) | I027085 | SINSTMAT | A | Test4378 | 4422 | C | NOS.
CAT6A KEYSTONE JACK (SHIELDED)(SL122) | I027086 | SINSTMAT | A | Test4379 | 4423 | C | NOS.
CISCO RV130 | I027092 | OMODROUT | A | Test4380 | 4424 | C | NOS.
APC SMART-UPS 3000VA LCD 230V-SMT3000I (MS036) | I027094 | SSRVRACS | A | Test4381 | 4425 | C | NOS.
3BA00758AA GA-3 PACK (GA-3+ARMADA) (SL125) | I027103 | SPABXSPR | A | Test4382 | 4426 | C | NOS.
3BA23275ABARMADA DAUGHTER BOARD(SL125) | I027104 | SPABXSPR | A | Test4383 | 4427 | C | NOS.
3EH73042ACAFU-1 CARD(SL125) | I027105 | SPABXSPR | A | Test4384 | 4428 | C | NOS.
3EH73084AEGATEWAY DRIVER BOARD (GD-3) (SL125) | I027106 | SPABXSPR | A | Test4385 | 4429 | C | NOS.
3EH73013AB SLANX4 CARD(SL125) | I027107 | SPABXSPR | A | Test4386 | 4430 | C | NOS.
3EH73086AB CALL SERVER 1GB BOARD (CS-2)(SL125) | I027108 | SPABXSPR | A | Test4387 | 4431 | C | NOS.
3EH76031AD SATA HARD DISK FOR CS-2(SL125) | I027109 | SPABXSPR | A | Test4388 | 4432 | C | NOS.
3MG27102WW 8068 BT PREMIUM DESKPHONE INT(SL125) | I027110 | SPABXSPR | A | Test4389 | 4433 | C | NOS.
WS-C2960X-48FPD-L: GIGE POE 740W 2X10G SFP+ LAN BASE(SL125) | I027112 | SMODROUT | A | Test4390 | 4434 | C | NOS.
CON-SNTE-WSC296XL:SNTC8X5X4 CATALYST 2960X48 GIGE POE(SL125) | I027113 | SMODROUT | A | Test4391 | 4435 | C | NOS.
CAB-CONSOLE-USB:CONSOLE CABLE 6 FT\USB TYPE A & MINI-B(SL125 | I027115 | SMODROUT | A | Test4392 | 4436 | C | NOS.
WS-C2960X-24PD-L:GIGE POE 370W,2X10G SFP+LAN BASE(SL125) | I027117 | SMODROUT | A | Test4393 | 4437 | C | NOS.
CON-SNTE-WSC604DL:SNTC8X5X4 CATALYST 2960X24 GIGE POE(SL125) | I027118 | SMODROUT | A | Test4394 | 4438 | C | NOS.
SFP-10G-SR=:10GBASE-SR SFP MODULE(SL125) | I027119 | SMODROUT | A | Test4395 | 4439 | C | NOS.
GXP1628 2-LINE HD IP PHONE W/ POE + GIGABIT (SL125) | I027120 | STELEEQ | A | Test4396 | 4440 | C | NOS.
AEI MT-702 SIP PHONES(SL126) | I027121 | SOTHTELEQ | A | Test4397 | 4441 | C | NOS.
3MG08004AA:8001 DESKPHONE(SL126) | I027122 | STELEEQ | A | Test4398 | 4442 | C | NOS.
3MG08005AA:8001 POWER SUPPLY 5V EUROPE(SL126) | I027123 | STELEEQ | A | Test4399 | 4443 | C | NOS.
TELEDEX E100IP:1 LINE, SIP CORDED PHONE(SL126) | I027124 | STELEEQ | A | Test4400 | 4444 | C | NOS.
TELEMATRIX 3300IPTRM:1 LINE, SIP WALL MOUNTED TRIMLINE(SL126 | I027125 | STELEEQ | A | Test4401 | 4445 | C | NOS.
SCITEC 305T:1 LINE ANALOGUE WALL MOUNTED SPEAKER PHONE(SL126 | I027126 | STELEEQ | A | Test4402 | 4446 | C | NOS.
CANON A1 FORMAT PRINTER IPF-671 | I027131 | CSTNMAT | A | Test4403 | 4447 | C | NOS.
3BA28166AA:CABLE RJ45E1NT-6M(SL108) | I027134 | SPABXIMAT | A | Test4404 | 4448 | C | NOS.
FULLY LOADED ODF 12 PORT 1U, SM (SC-PC)RACK MOUNT (SL112) | I027135 | SSRVRACS | A | Test4405 | 4449 | C | NOS.
FULLY LOADED ODF 06 PORT 1U, SM (SC-PC)RACK MOUNT (SL112) | I027136 | SSRVRACS | A | Test4406 | 4450 | C | NOS.
2U CABLE MANAGEMENT(SL112) | I027137 | SSRVRACS | A | Test4407 | 4451 | C | NOS.
LGS124P : LINKSYS 24-PORT BUSINESS GIGABIT POE+ SWITCH | I027138 | SMODROUT | A | Test4408 | 4452 | C | NOS.
D/SMKIV-SS:DYNASPHERE, MKIV, SS | I027140 | CLGTSPSP | A | Test4409 | 4453 | C | NOS.
BATTERY M/FREE 120AMPS | I027143 | OPWR SYSTEM | A | Test4410 | 4454 | C | NOS.
FRP/2M/BLACK:INSULATED 2M MAST BLACK | I027144 | CLGTSPSP | A | Test4411 | 4455 | C | NOS.
I/LCOUPL:INLINE COUPLING | I027145 | CLGTSPSP | A | Test4412 | 4456 | C | NOS.
ALUM3M:3M MAST FOR DYNASPHERE | I027146 | CLGTSPSP | A | Test4413 | 4457 | C | NOS.
UBOLT:MAST BRACKET, U-BOLT | I027147 | CLGTSPSP | A | Test4414 | 4458 | C | NOS.
CR37-2:PIPE/CABLE CLAMP | I027148 | CLGTSPSP | A | Test4415 | 4459 | C | NOS.
C20-2:MULTI-FUNCTION C-CLAMP, S304, 4–20 MM FLANGE | I027149 | CLGTSPSP | A | Test4416 | 4460 | C | NOS.
CABTIE-S/S:STAINLESS STEEL CABLE TIE | I027150 | CLGTSPSP | A | Test4417 | 4461 | C | NOS.
LEC-IV:LIGHTNING EVENT COUNTER | I027151 | CLGTSPSP | A | Test4418 | 4462 | C | NOS.
ERICORE/PER M:ERICOREDOWNCONDUCTOR,50MM2,36MM (SECTION 1) | I027152 | CLGTSPSP | A | Test4419 | 4463 | C | Mtr
ERICORE/PER M:ERICOREDOWNCONDUCTOR,50MM2,36MM (SECTION 2) | I027153 | CLGTSPSP | A | Test4420 | 4464 | C | Mtr
ERICORE/TRM/OS:FACTORY TERMINATION -ERICORE | I027154 | CLGTSPSP | A | Test4421 | 4465 | C | NOS.
ERICORE/LTKITA:TERMINATIONKIT,LOWER,ERICORE | I027155 | CLGTSPSP | A | Test4422 | 4466 | C | NOS.
CONSAD/E2/5:CONDUCTIVE SADDLES E2 | I027156 | CLGTSPSP | A | Test4423 | 4467 | C | NOS.
CONSAD-FX:FIXINGS FOR CONDUCTIVE SADDLES | I027157 | CLGTSPSP | A | Test4424 | 4468 | C | NOS.
545140:EARTH BAR FOR CONCRETE PIT | I027159 | CLGTSPSP | A | Test4425 | 4469 | C | NOS.
710515:TAPE CONDUCTOR | I027160 | CLGTSPSP | A | Test4426 | 4470 | C | Mtr
155250:POINTED ROD, 1.5M LONG,5/8IN DIA | I027161 | CLGTSPSP | A | Test4427 | 4471 | C | NOS.
DH58:DRIVING STUD FOR POINTED RODS | I027162 | CLGTSPSP | A | Test4428 | 4472 | C | NOS.
RTC2030(710345):ROD TO TAPE CLAMP | I027163 | CLGTSPSP | A | Test4429 | 4473 | C | NOS.
GEM25A:GROUND AGENT-GEM 11.5KG | I027164 | CLGTSPSP | A | Test4430 | 4474 | C | Bag
ERICOREUTSP:ERICORE UPPER TERMINATION | I027165 | CLGTSPSP | A | Test4431 | 4475 | C | NOS.
TERMLUGCOUPL:ERICORE TERMINAL LUG COUPLER | I027166 | CLGTSPSP | A | Test4432 | 4476 | C | NOS.
GF302:PREFABRICATED CROWFOOT | I027176 | CLGTSPSP | A | Test4433 | 4477 | C | NOS.
STC253:SQUARE CLAMP | I027177 | CLGTSPSP | A | Test4434 | 4478 | C | NOS.
SEP:EARTH PLATE SET | I027178 | CLGTSPSP | A | Test4435 | 4479 | C | NOS.
SRF3250N:TSG SURGE REDUCTION FILTER,THREE PHASE 200A | I027179 | CLGTSPSP | A | Test4436 | 4480 | C | NOS.
NX-3460-G5-00120: NUTANIX HARDWARE PLATFORM | I027180 | CSRVRS | A | Test4437 | 4481 | C | NOS.
C-MEM-16GB-DDR4-2400:NUTANIX 16GB DDR4 MEM MODULE (8 X 16GB | I027181 | CSRVRACS | A | Test4438 | 4482 | C | NOS.
C-CPU-2620V4:INTEL XEON PROCESSOR 2.1GHZ 8-CORE BROADWELL E5 | I027182 | CSRVRACS | A | Test4439 | 4483 | C | NOS.
C-HDD-2TB-2.5:NUTANIX - HARD DRIVE - 2 TB | I027183 | CSRVRACS | A | Test4440 | 4484 | C | NOS.
C-SSD-960GB-2.5-C:NUTANIX 960GB 2.5IN SSD | I027184 | CSRVRACS | A | Test4441 | 4485 | C | NOS.
C-NIC-10G-2-SI:10GBE DUAL SFP+ NETWORK ADAPTER | I027185 | CSRVRACS | A | Test4442 | 4486 | C | NOS.
2BTD220A:SEALED LEAD BATTERY VARLA 12V 20AH | I027188 | CPWR SYSTEM | A | Test4443 | 4487 | C | NOS.
ESD5500E ENGINE SPEED CONTROLLER | I027191 | OENGSPARES | A | Test4444 | 4488 | C | NOS.
LED MONITOR 43" | I027192 | CMISC | A | Test4445 | 4489 | C | NOS.
SSQ5CXLL1606:STM-16:SYSTEM CONTROL,CROSS-CONNECT,OPTICAL INT | I027195 | CMOBSWEQ | A | Test4446 | 4490 | C | NOS.
SS-OP-LC-FC-S-20:PATCH CORD-FC/PC-LC/PC-SINGLE MODE-G.652D-2 | I027196 | CMOBSWEQ | A | Test4447 | 4491 | C | NOS.
MAKITA 4” (100MM) ANGLE GRINDER DGA406RTE WITH 5.0 BATTERY | I027237 | CPWRTOOLS | A | Test4448 | 4492 | C | NOS.
CONST COARSE SAND | I027240 | CSITEMAINT | A | Test4449 | 4493 | C | Bag
CEMENT 50KG | I027241 | CSITEMAINT | A | Test4450 | 4494 | C | Bag
CONST AGGREGATE 16-20MM | I027242 | CSITEMAINT | A | Test4451 | 4495 | C | Bag
DEFORMED STEEL BAR 12MMX6M | I027243 | CSITEMAINT | A | Test4452 | 4496 | C | NOS.
DEFORMED STEEL BAR 10MMX6M | I027244 | CSITEMAINT | A | Test4453 | 4497 | C | NOS.
BINDING WIRE | I027245 | CSITEMAINT | A | Test4454 | 4498 | C | kg
PLYWOOD 5.2MMX4'X8' | I027246 | CSITEMAINT | A | Test4455 | 4499 | C | NOS.
SFP FOR RTN 950 GE OPTICAL/SINGLE MODE | I027250 | CDHIDATEQ | A | Test4456 | 4500 | C | NOS.
AR2400FP1:NETSHELTER SV 42U 600MM WIDE X 1060MM DEEP ENCL BK | I027251 | OCRITICAL-ITEMS | A | Test4457 | 4501 | C | NOS.
AR7502:VERTICAL CABLE ORGANIZER, NETSHELTER SX, 42U | I027252 | OCRITICAL-ITEMS | A | Test4458 | 4502 | C | NOS.
AP7552:RACK PDU,BASIC, ZERO U, 16A, 230V | I027253 | OCRITICAL-ITEMS | A | Test4459 | 4503 | C | NOS.
AR8443A:VERTICAL FIBER ORGANIZER | I027254 | OCRITICAL-ITEMS | A | Test4460 | 4504 | C | NOS.
AR8395:20U COPPER BUSBAR KIT FOR NETSHELTER AV ENCLOSURES | I027255 | OCRITICAL-ITEMS | A | Test4461 | 4505 | C | NOS.
OUTDOOR BATTERY CABINET WITH 200AH LITHIUM-ION BATTERY | I027257 | CMOBSWEQ | A | Test4462 | 4506 | C | NOS.
OUTDOOR BATTERY CABINET WITH 100AH LITHIUM-ION BATTERY | I027258 | CMOBSWEQ | A | Test4463 | 4507 | C | NOS.
EQUIPMENT FOR SECTOR ADDITION 1ECEM-1MC-RRH2X40-09 (U900) | I027259 | CMOBSWEQ | A | Test4464 | 4508 | C | NOS.
NODEB MC-RRH 40W 900MHZ DC48 | I027260 | CMOBSWEQ | A | Test4465 | 4509 | C | NOS.
SPARE(OUTDOOR CABINET) | I027275 | CMOBSWEQ | A | Test4466 | 4510 | C | NOS.
CPWR10400:POWER CABLE,10M,4MM | I027281 | CINSTMAT | A | Test4467 | 4511 | C | NOS.
DDF02:16E1 DDF UNIT | I027282 | CINSTMAT | A | Test4468 | 4512 | C | NOS.
IFODU-5D01:IF/ODU INSTALLATION ACCESSORIES(5D) | I027283 | CINSTMAT | A | Test4469 | 4513 | C | NOS.
SL9IDU-ACCESSORIES:RTN950 IDU REQUIRED DELIVERY ACCESSORY,IN | I027284 | CINSTMAT | A | Test4470 | 4514 | C | NOS.
TWISTFLEX HANGER 6G-13G:TWISTFLEX HANGER 6G~13G | I027285 | CINSTMAT | A | Test4471 | 4515 | C | NOS.
3EH73086AB:CALL SERVER 1GB BOARD CS-2 | I027293 | OCRITICAL-ITEMS | A | Test4472 | 4516 | C | NOS.
3EH73100AB:ARMADA VOIP32 CARD | I027294 | OCRITICAL-ITEMS | A | Test4473 | 4517 | C | NOS.
3BA00751AA:IP MEDIA GATEWAY* MR3 230V | I027295 | OCRITICAL-ITEMS | A | Test4474 | 4518 | C | NOS.
8038 PREMIUM DESKPHONE INT(SL127) | I027303 | STELEEQ | A | Test4475 | 4519 | C | NOS.
7600-SIP-400-RF:7600 SERIES SPA INTERFACE PROCESSOR-400 REMA | I027316 | CMOBSWEQ | A | Test4476 | 4520 | C | NOS.
A9K-MPA-FILR:ASR 9000 MPA SLOT FASR 9000 MPA SLOT FILLER | I027317 | CMOBSWEQ | A | Test4477 | 4521 | C | NOS.
813198-B21:HPE BL460C G9 E5V4 10/20GB FLB CTO BLADE | I027319 | CSRVRACS | A | Test4478 | 4522 | C | NOS.
819839-L21:HPE BL460C GEN9 E5 -2640V4 FIO KIT | I027320 | CSRVRACS | A | Test4479 | 4523 | C | NOS.
819839-B21:HPE BL460C GEN9 E5-2640V4 KIT | I027321 | CSRVRACS | A | Test4480 | 4524 | C | NOS.
819839-B21#0D1:HPE BL460C GEN9 E5-2640V4 KIT - FIO | I027322 | CSRVRACS | A | Test4481 | 4525 | C | NOS.
836220-B21:HPE 16GB 2RX4 PC4-2400T-R KIT | I027323 | CSRVRACS | A | Test4482 | 4526 | C | NOS.
822559-B21:HPE 800GB 12G SAS MU-3 SFF SC SSD | I027324 | CSRVRACS | A | Test4483 | 4527 | C | NOS.
822559-B21#0D1:HPE 800GB 12G SAS MU-3 SFF SC SSD FA | I027325 | CSRVRACS | A | Test4484 | 4528 | C | NOS.
766491-B21:HP FLEXFABRIC 10GB 2P 536FLB FIO ADPTR | I027326 | CSRVRACS | A | Test4485 | 4529 | C | NOS.
761871-B21:HP SMART ARRAY P244BR/1G FIO CONTROLLER | I027327 | CSRVRACS | A | Test4486 | 4530 | C | NOS.
615729-B21:HPE ETHERNET 1GB 4-PORT 366M ADAPTER | I027328 | CSRVRACS | A | Test4487 | 4531 | C | NOS.
651281-B21:HP QMH2572 8GB FC HBA FOR HP BLADESYSTEM C-CLASS | I027329 | CSRVRACS | A | Test4488 | 4532 | C | NOS.
AJ822B HP 8/24C:BLADESYSTEM PWR PK+ SAN SWITCH | I027330 | CSRVRACS | A | Test4489 | 4533 | C | NOS.
QK733A:PREMIERFLEX LC/LC OM4 2F CBL 2M | I027331 | CSRVRACS | A | Test4490 | 4534 | C | NOS.
412138-B21:HP BLC7000 ENCL PWR SPLY | I027332 | CSRVRACS | A | Test4491 | 4535 | C | NOS.
499253-B21:C7000 POWER PSU (PART-NO: 499253-B21)-HP 2400WPSU | I027333 | CSRVRACS | A | Test4492 | 4536 | C | NOS.
C8R11A:HP MSA 2040 SFF DC-POWER CHASSIS | I027334 | CSRVRACS | A | Test4493 | 4537 | C | NOS.
C8R09A:HP MSA 2040 SAN CONTROLLER | I027335 | CSRVRACS | A | Test4494 | 4538 | C | NOS.
J9F42A MSA:600GB 15K 2.5IN HDD | I027336 | CSRVRACS | A | Test4495 | 4539 | C | NOS.
J9F42A#0D1:HP MSA 600GB 12G SAS 15K 2.5IN ENT HDD FACTORY IN | I027337 | CSRVRACS | A | Test4496 | 4540 | C | NOS.
N9X96A MSA:800GB 12G SAS MU 2.5IN SSD COMMERCIAL DISK & S | I027338 | CSRVRACS | A | Test4497 | 4541 | C | NOS.
N9X96A#0D1:HPE MSA 800GB 12G SAS MU 2.5IN - FIO | I027339 | CSRVRACS | A | Test4498 | 4542 | C | NOS.
C8R23A:HP MSA 2040 8GB SW FC SFP 4 PK | I027340 | CSRVRACS | A | Test4499 | 4543 | C | NOS.
DS-SFP-FC8G-LW=:8 GBPS FIBRE CHANNEL LW SFP+ LC | I027341 | CSRVRACS | A | Test4500 | 4544 | C | NOS.
NX-6235C-G5:NUTANIX HARDWARE PLATFORM | I027342 | CSRVRACS | A | Test4501 | 4545 | C | NOS.
C-CPU-2609V4:INTEL XEON PROCESSOR 1.7GHZ 8-CORE BROADWELL E5 | I027343 | CSRVRACS | A | Test4502 | 4546 | C | NOS.
C-MEM-16GB- DDR4-2400:16GB DDR4 MEMORY MODULE | I027344 | CSRVRACS | A | Test4503 | 4547 | C | NOS.
C-HDD-4TB-3.5:4TB 3.5" HDD | I027345 | CSRVRACS | A | Test4504 | 4548 | C | NOS.
C-SSD-960GB-3.5- C:960GB 3.5" SSD | I027346 | CSRVRACS | A | Test4505 | 4549 | C | NOS.
C-NIC-10G-2-SI:10GBE DUAL SFP+ NETWORK ADAPTER | I027347 | CSRVRACS | A | Test4506 | 4550 | C | NOS.
S-PRD-6035C- G5-38MO:3YR PRODUCTION SYSTEM SUPPORT FOR NUTAN | I027348 | CSRVRACS | A | Test4507 | 4551 | C | NOS.
APC SYMMETRA LX 16KVA SCALABLE TO 16KVA N+1 | I027364 | CPWR SYSTEM | A | Test4508 | 4552 | C | NOS.
DC PANEL BOARD | I027366 | CPWR SYSTEM | A | Test4509 | 4553 | C | NOS.
WALL MOUNTED CABINET 6U 600*600*370MM WITH 1 FAN(SL112) | I027367 | SSRVRKS | A | Test4510 | 4554 | C | NOS.
T-SHIRT RED (4XL-LARGE) | I027369 | OUNIFMAT | A | Test4511 | 4555 | C | NOS.
48 CORE SM UNARMOURED FIBER CABLE | I027370 | CLINPLNT | A | Test4512 | 4556 | C | Mtr
VB-400/ODU/F3XF/100M/EXT | I027371 | CMOBSWEQ | A | Test4513 | 4557 | C | NOS.
RF MALE TO MALE CABLE 2M(SL112) | I027386 | SINSTMAT | A | Test4514 | 4558 | C | NOS.
OUTDOOR ENCLOSURE BOX W9.84 H13.78 D5.91 INCH(SL112) | I027387 | SINSTMAT | A | Test4515 | 4559 | C | NOS.
24 PORT CAT5E PATCH PANEL WITH CABLE MANAGEMENT (SL108) | I027388 | SINSTMAT | A | Test4516 | 4560 | C | NOS.
RARITAN SECURELOCK-POWER CABLE-2 FT-COILED-RED(PACK OF 6) | I027390 | CINSTMAT | A | Test4517 | 4561 | C | NOS.
RARITAN SECURELOCK-POWER CABLE-2 FT-COILED-BLUE(PACK OF6) | I027391 | CINSTMAT | A | Test4518 | 4562 | C | NOS.
RARITAN SECURELOCK-POWER CABLE-4 FT-COILED-RED(PACK OF6) | I027392 | CINSTMAT | A | Test4519 | 4563 | C | NOS.
RARITAN SECURELOCK-POWER CABLE-4 FT-COILED-BLUE(PACK OF6) | I027393 | CINSTMAT | A | Test4520 | 4564 | C | NOS.
RARITAN SECURELOCK-POWER CABLE-6 FT-COILED-BLUE(PACK OF6) | I027394 | CINSTMAT | A | Test4521 | 4565 | C | NOS.
RARITAN SECURELOCK-POWER CABLE-6 FT-COILED-RED(PACK OF6) | I027395 | CINSTMAT | A | Test4522 | 4566 | C | NOS.
FIRE EXTINGUISHERS CABINET- LARGE (CO2 2KG) | I027396 | OHEALTHSAFETY | A | Test4523 | 4567 | C | NOS.
FIRE EXTINGUISHERS CABINET- LARGE (DCP 9KG) | I027397 | OHEALTHSAFETY | A | Test4524 | 4568 | C | NOS.
FIRE EXTINGUISHERS CABINET- LARGE (H2O 9LTR) | I027398 | OHEALTHSAFETY | A | Test4525 | 4569 | C | NOS.
C3850-NM-4-10G=:CISCO CATALYST 3850 4 X 10GE NETWORK MODULE | I027404 | CSRVRACS | A | Test4526 | 4570 | C | NOS.
GS-MR-H4600 GS MR RAIL 4600 ELECTROPHORESIS | I027406 | CINSTMAT | A | Test4527 | 4571 | C | NOS.
GS-MR-SP-HA4 MR RAIL SPLICE KIT ELECTROPHORESIS | I027407 | CINSTMAT | A | Test4528 | 4572 | C | NOS.
GS14-IK-FR-300-NS-HFB RAIL HOOK WITHOUTSELF-TAPPING ELECTROP | I027408 | CINSTMAT | A | Test4529 | 4573 | C | NOS.
GS-F-T680-H SELF-TAPPING BOLT ST6.3*80MM | I027409 | CINSTMAT | A | Test4530 | 4574 | C | NOS.
GS-MR-C60-HA4 MR RAIL CLAMP ELECTROPHORESIS | I027410 | CINSTMAT | A | Test4531 | 4575 | C | NOS.
GS-IC-F50-HA4 INTER CLAMP KIT 50 ELECTROPHORESIS | I027411 | CINSTMAT | A | Test4532 | 4576 | C | NOS.
GS-EC-F50-HA4 EENLDE CCTRLAOMPHPO KREITS I5S0 | I027412 | CINSTMAT | A | Test4533 | 4577 | C | NOS.
MICROSOFT SURFACE PRO 4 1724 LCD DISPLAY TOUCH SCREEN DIGITI | I027432 | OPCACSRS | A | Test4534 | 4578 | C | NOS.
NK6PC5MYLY-NK COPPER PATCH CORD,CATEGORY 6,YELLOW UTP CABLE, | I027433 | CINSTMAT | A | Test4535 | 4579 | C | NOS.
NK6PC5MRDY-NK COPPER PATCH CORD,CATEGORY 6,RED UTP CABLE,5M | I027434 | CINSTMAT | A | Test4536 | 4580 | C | NOS.
NK6PC5MBUY-NK COPPER PATCH CORD,CATEGORY 6,BLUE UTP CABLE,5M | I027435 | CINSTMAT | A | Test4537 | 4581 | C | NOS.
NK6PC5MGRY-NK COPPER PATCH CORD,CATEGORY 6,GREEN UTP CBLE,5M | I027436 | CINSTMAT | A | Test4538 | 4582 | C | NOS.
PA10BWA:PETZL VERTEX BEST HELMET WHITE | I027450 | OHEALTHSAFETY | A | Test4539 | 4583 | C | NOS.
PC71CFA 1:PETZL AVAO BOD CROLL FAST HARNESS SIZE 1 (2014) | I027451 | OHEALTHSAFETY | A | Test4540 | 4584 | C | NOS.
PL52H 002:PETZL GRILLON HOOK LANYARD 2M | I027452 | OHEALTHSAFETY | A | Test4541 | 4585 | C | NOS.
PL71AA 20:PETZL ASAP'SORBER LANYARD 20CM (2014) | I027453 | OHEALTHSAFETY | A | Test4542 | 4586 | C | NOS.
PD200S0:PETZL I'D S DESCENDER (10 - 11.5MM) | I027454 | OHEALTHSAFETY | A | Test4543 | 4587 | C | NOS.
PB71AAA:PETZL ASAP MOBILE FALL ARRESTER WITH OK TRIACT(2014) | I027455 | OHEALTHSAFETY | A | Test4544 | 4588 | C | NOS.
PB17ARA:PETZL ASCENSION ASCENDER RIGHT (2015) | I027456 | OHEALTHSAFETY | A | Test4545 | 4589 | C | NOS.
PC25:PETZL LOOPING ETRIER | I027457 | OHEALTHSAFETY | A | Test4546 | 4590 | C | NOS.
PM72:SL PETZL OXAN SCREW-LOCK CARABINER | I027458 | OHEALTHSAFETY | A | Test4547 | 4591 | C | NOS.
PL64Y:AM 80 PETZL ABSORBICA-Y 80 MGO LANYARD (2016) | I027459 | OHEALTHSAFETY | A | Test4548 | 4592 | C | NOS.
PD09:PETZL STOP DESCENDER | I027460 | OHEALTHSAFETY | A | Test4549 | 4593 | C | NOS.
PP05W:PETZL FIXE PULLEY | I027461 | OHEALTHSAFETY | A | Test4550 | 4594 | C | NOS.
PP50A:PETZL RESCUE PULLEY | I027462 | OHEALTHSAFETY | A | Test4551 | 4595 | C | NOS.
PP65A:PETZL TWIN PRUSIK MINDING PULLEY | I027463 | OHEALTHSAFETY | A | Test4552 | 4596 | C | NOS.
BLSA100:BEAL FLAT 18MM 100CM ROUND SLINGS | I027464 | OHEALTHSAFETY | A | Test4553 | 4597 | C | NOS.
BLPR70:BEAL PROTECTOR ROPE PROTECTOR PVC - BLACK | I027465 | OHEALTHSAFETY | A | Test4554 | 4598 | C | NOS.
J9727A:HP 2920-24G-POE+ SWITCH(SL109) | I027467 | SMODROUT | A | Test4555 | 4599 | C | NOS.
J4858C:PROCURVE GIGABIT SX-LC(SL109) | I027468 | SMODROUT | A | Test4556 | 4600 | C | NOS.
JG926A:HP 1920-24G-POE+ (370W) SWITCH(SL109) | I027469 | SMODROUT | A | Test4557 | 4601 | C | NOS.
501-BXCN230EXT: EXTERNAL CONNECTION BOX 30 PAIR IP54 LOCKABL | I027472 | CINSTMAT | A | Test4558 | 4602 | C | NOS.
101-HDF200/100: HDF200 (CFD200) PVC 100M DRUM | I027473 | CINSTMAT | A | Test4559 | 4603 | C | NOS.
220-1120-070: N TYPE CLAMP PLUG LMR200/3D-FB | I027474 | CINSTMAT | A | Test4560 | 4604 | C | NOS.
229384-1: T-HANDLE WIRE INSERTION TOOL | I027475 | CINSTMAT | A | Test4561 | 4605 | C | NOS.
229974-1: 50 POSITION PLUG CONNECTOR FREE HANGING (IN-LINE) | I027476 | CINSTMAT | A | Test4562 | 4606 | C | NOS.
ROTARY HAMMER 2KG GBH22RE(SL121) | I027481 | STOOLS | A | Test4563 | 4607 | C | NOS.
CORDLESS ROTARY HAMMER GBH14.4LI(SL121) | I027482 | STOOLS | A | Test4564 | 4608 | C | NOS.
DELL POWEREDGE R330 SERVER | I027483 | SSRVRS | A | Test4565 | 4609 | C | NOS.
1231024:MULTISCANNER X85 ONESTEP | I027484 | CTOOLS | A | Test4566 | 4610 | C | NOS.
7348885:88PC 1/2IN. SOCKET & VDE TOOL KIT | I027485 | CTOOLS | A | Test4567 | 4611 | C | NOS.
4781309:BAHCO ELECTRICIANS TOOL KIT | I027486 | CTOOLS | A | Test4568 | 4612 | C | NOS.
7662551:500V ELECTRICAL GAUNTLET, SIZE 8 | I027487 | CTOOLS | A | Test4569 | 4613 | C | NOS.
484130:HYFLEX ULTRA-LITE PU PALM COATED 9 | I027488 | CTOOLS | A | Test4570 | 4614 | C | NOS.
ELITE CLUB CARD PRINTER YMCK RIBBON+FILM | I027515 | OSTNMAT | A | Test4571 | 4615 | C | NOS.
ARMADA DAUGHTER BOARD(SL128) | I027517 | SPABXSPR | A | Test4572 | 4616 | C | NOS.
RUC003-R310: ZONEFLEX R310 SMART W-F-802.11 | I027519 | SWIFIEQUIP | A | Test4573 | 4617 | C | NOS.
RUC5045: WATCHDOG ADVANCED HW REPL FOR ZONEFLEX R310 | I027520 | SWIFIEQUIP | A | Test4574 | 4618 | C | NOS.
RUC365:SECURE MOUNTING BRACKET | I027521 | SWIFIEQUIP | A | Test4575 | 4619 | C | NOS.
RUC321:POE ADAPTER | I027522 | SWIFIEQUIP | A | Test4576 | 4620 | C | NOS.
JH330A: HP1420 8G POE+(64W) SWITCH | I027523 | SWIFIEQUIP | A | Test4577 | 4621 | C | NOS.
WAITING CHAIRS | I027534 | CFURNITURE | A | Test4578 | 4622 | C | NOS.
CABLE TRAY(250MMX3000MM) | I027535 | CINSTMAT | A | Test4579 | 4623 | C | NOS.
CABLE TRAY ACCESSORIES | I027536 | CINSTMAT | A | Test4580 | 4624 | C | NOS.
BLACK VALCRO TIE 30M | I027537 | CINSTMAT | A | Test4581 | 4625 | C | NOS.
CABLE TERMINATION UNIT | I027538 | CINSTMAT | A | Test4582 | 4626 | C | NOS.
ROLLER BLINDS | I027539 | CSITEMAINT | A | Test4583 | 4627 | C | NOS.
MINI SAS (SFF-8088) TO MINI SAS (SFF-8088) CABLE | I027540 | CINSTMAT | A | Test4584 | 4628 | C | NOS.
SAMSUNG 750 EVO 500GB 2.5 INCH SATA 6GB/S INTERNALSS | I027579 | OPCACSRS | A | Test4585 | 4629 | C | NOS.
DELL LED KMM, 18.5", 1U, INT. ENG. KEYBOARD | I027580 | CSRVRACS | A | Test4586 | 4630 | C | NOS.
12C FIBER OPTIC SPLICE CLOSURE WITH SPLICING TRAY | I027582 | OINSTMAT | A | Test4587 | 4631 | C | NOS.
KX-T 7705X:PANASONIC ANALOG PROPRIETARY TELEPHONE | I027586 | STELEEQ | A | Test4588 | 4632 | C | NOS.
[ WS-6980 ] SATLINK, 7" HD DIGITAL SATELLITE TV FINDER | I027592 | CTOOLS | A | Test4589 | 4633 | C | NOS.
[CA7027] AEMC PRO GRAPHICAL TDR FAULT MAPPER | I027594 | CTOOLS | A | Test4590 | 4634 | C | NOS.
[SK160] KIO PORT. LIFTING HOIST, 22V-240V, W: 160KG, H: 44M | I027595 | CTOOLS | A | Test4591 | 4635 | C | NOS.
GXW4224_24 PORT IP TO ANALOGUE CONVERTER | I027596 | OINSTMAT | A | Test4592 | 4636 | C | NOS.
MAKITA BATTERY, 18V | I027603 | CTOOLS | A | Test4593 | 4637 | C | NOS.
[2273M-UCU12W/RT] 3M DYNATEL PIPE/CABLE FAULT LOCATOR | I027604 | CTOOLS | A | Test4594 | 4638 | C | NOS.
FIBER OPTIC SPLICING STRIPPING TOOLKITS | I027605 | CTOOLS | A | Test4595 | 4639 | C | NOS.
ENGRAVER | I027606 | CTOOLS | A | Test4596 | 4640 | C | NOS.
GRINDER (POWER TOOL) | I027607 | CPWRTOOLS | A | Test4597 | 4641 | C | NOS.
[719064-B21] HP DL380 GEN9 8SFF CTO SERVER | I027625 | CSRVRS | A | Test4598 | 4642 | C | NOS.
[817955-L21] HPE DL380 GEN9 E5-2697AV4 FIO KIT | I027626 | CSRVRACS | A | Test4599 | 4643 | C | NOS.
[817955-B21] HPE DL380 GEN9 ES-2697AV4 KIT | I027627 | CSRVRACS | A | Test4600 | 4644 | C | NOS.
[805349-B21] HPE 16GB 1RX4 PC4-2400T-R KIT | I027628 | CSRVRACS | A | Test4601 | 4645 | C | NOS.
[724865-B21] HP DL380 GEN9 UNIVERSAL MEDIA BAY KIT | I027629 | CSRVRACS | A | Test4602 | 4646 | C | NOS.
[781518-B21] HP 1.2TB 12G SAS 10K 2.5IN SC ENTHDD | I027630 | CSRVRACS | A | Test4603 | 4647 | C | NOS.
[726537-B21] HP 9.5MM SATA DVD-RW JB GEN9 KIT | I027631 | CSRVRACS | A | Test4604 | 4648 | C | NOS.
[719073-B21] HP DL380 GEN9 SECONADRY 3 SLOT RISER KIT | I027632 | CSRVRACS | A | Test4605 | 4649 | C | NOS.
[665243-B21] HP ETJEHERNET 10GB 2P 560FLR-SFP+ ADAPTER | I027633 | CSRVRACS | A | Test4606 | 4650 | C | NOS.
[749974-B21] HP SMART ARRAY P440AR/2G FIO CONTROLLER | I027634 | CSRVRACS | A | Test4607 | 4651 | C | NOS.
[733660-B21] HP 2U SFF EASY INSTALL RAIL KIT | I027635 | CSRVRACS | A | Test4608 | 4652 | C | NOS.
[720479-B21] HP 800W FS PLAT HT PLG PWR SUPPLY KIT | I027636 | CSRVRACS | A | Test4609 | 4653 | C | NOS.
[733664-B21] HP 2U CMA FOR EASY INSTALL RAIL KIT | I027637 | CSRVRACS | A | Test4610 | 4654 | C | NOS.
[PWR-7200-DC+] CISCO PWR SPPLY (PLUG-IN), 24-60V, 280W | I027652 | CSRVRACS | A | Test4611 | 4655 | C | NOS.
[BAM-1000-V] 1000 VIRTUAL SERVER - BLUECAT | I027653 | CSRVRS | A | Test4612 | 4656 | C | NOS.
L1800 1/1/1@40W 15 MHZ 2X2 MIMO [WITH RFM] | I027657 | CTRNCNEWEQ | A | Test4613 | 4657 | C | NOS.
L1800 1/1@40W 15 MHZ 2X2 MIMO [WITH RFM] | I027658 | CTRNCNEWEQ | A | Test4614 | 4658 | C | NOS.
CELL BANDWIDTH - 15 MHZ LTU PER CELL | I027659 | CTRNCNEWEQ | A | Test4615 | 4659 | C | NOS.
FDD LTE CONNECTED UES PER BTS LTU PER CUE | I027660 | CTRNCNEWEQ | A | Test4616 | 4660 | C | NOS.
ENODEB THROUGHPUT CAPACITY LICENSEDL LTU PER MBPS/ENB | I027661 | CTRNCNEWEQ | A | Test4617 | 4661 | C | NOS.
ENODEB THROUGHPUT CAPACITY LICENSEUL LTU PER MBPS/ENB | I027662 | CTRNCNEWEQ | A | Test4618 | 4662 | C | NOS.
20W INCREMENTAL POWER FOR FLEXI LTU PER PA/INCR | I027663 | CTRNCNEWEQ | A | Test4619 | 4663 | C | NOS.
TIMING OVER PACKET LTU PER CELL | I027664 | CTRNCNEWEQ | A | Test4620 | 4664 | C | NOS.
LTE FEATURE BUNDLE PER CELL | I027665 | CTRNCNEWEQ | A | Test4621 | 4665 | C | NOS.
NETACT HARDWARE | I027666 | CTRNCNEWEQ | A | Test4622 | 4666 | C | NOS.
LTE OMS HARDWARE | I027667 | CTRNCNEWEQ | A | Test4623 | 4667 | C | NOS.
NETACT OEM SOFTWARE | I027668 | CTRNCNEWEQ | A | Test4624 | 4668 | C | NOS.
NETACT RADIO COMMON SW | I027669 | CTRNCNEWEQ | A | Test4625 | 4669 | C | NOS.
NETACT COMMON SW FOR LTE | I027670 | CTRNCNEWEQ | A | Test4626 | 4670 | C | NOS.
NETACT BASIC SW (LTE) | I027671 | CTRNCNEWEQ | A | Test4627 | 4671 | C | NOS.
LTE OMS OEM SOFTWARE | I027672 | CTRNCNEWEQ | A | Test4628 | 4672 | C | NOS.
LTE OMS SOFTWARE PER CELL | I027673 | CTRNCNEWEQ | A | Test4629 | 4673 | C | NOS.
LTE ANTENNA SUPPLY PER CELL | I027674 | CTRNCNEWEQ | A | Test4630 | 4674 | C | NOS.
LTE WEB BASED TRAINING (MAX. 50 TRAINEES, 1.5 DAY) | I027685 | Cap Related Ser | B | Test4631 | 4675 | C | NOS.
FLUKE 177 | I027686 | CTOOLS | A | Test4632 | 4676 | C | NOS.
FLUKE 381 | I027687 | CTOOLS | A | Test4633 | 4677 | C | NOS.
FIBER CLEAVER | I027688 | CTOOLS | A | Test4634 | 4678 | C | NOS.
WELLAV NB100S STREAMCAST IP VID ENCDR W/ SDI HDMI C & C INPT | I027689 | CMISC | A | Test4635 | 4679 | C | NOS.
[S20] S20 SERVER - BLUECAT DNS & DH | I027690 | CSRVRS | A | Test4636 | 4680 | C | NOS.
M800D:ADVANCED CONTROL MODULE | I027695 | CPWR SYSTEM | A | Test4637 | 4681 | C | NOS.
[MS221S] RECT CONTROL MODULE | I027696 | CPWR SYSTEM | A | Test4638 | 4682 | C | NOS.
[S6415X2] CONNECTOR BOARD | I027697 | CPWR SYSTEM | A | Test4639 | 4683 | C | NOS.
6 TO 8KW RECTIFIER SUBRACK | I027698 | CPWR SYSTEM | A | Test4640 | 4684 | C | NOS.
[TDX50C277480] SURGE PROTECTION | I027699 | CPWR SYSTEM | A | Test4641 | 4685 | C | NOS.
[POLE MOUNT ] UNIVERSAL POLE MOUNT BRACKET | I027704 | CANTMAST | A | Test4642 | 4686 | C | NOS.
[100 ST] MW BRACKET | I027705 | CANTMAST | A | Test4643 | 4687 | C | NOS.
[110ST] MW BRACKET | I027706 | CANTMAST | A | Test4644 | 4688 | C | NOS.
[120TL] MW BRACKET | I027707 | CANTMAST | A | Test4645 | 4689 | C | NOS.
[COLD-023] COLD SHRINK TUBE, 7/8" TO 7/8" | I027709 | CINSTMAT | A | Test4646 | 4690 | C | NOS.
P53 B (BK):ROCK EXOTICA P53 OMNI-BLOCK 2.0 INCH SWIVEL PULLE | I027710 | CTOOLS | A | Test4647 | 4691 | C | NOS.
[ANNEAU (C40 60): 60 CM (60 G)] ANNEAU | I027711 | CTOOLS | A | Test4648 | 4692 | C | NOS.
[ANNEAU (C40 120): 120 CM (100 G)] ANNEAU | I027712 | CTOOLS | A | Test4649 | 4693 | C | NOS.
[AM'D BALL-LOCK] CARABINER | I027713 | CTOOLS | A | Test4650 | 4694 | C | NOS.
[AM'D SCREW-LOCK] CARABINER | I027714 | CTOOLS | A | Test4651 | 4695 | C | NOS.
[ASAP LOCK] ASAP LOCK | I027715 | CTOOLS | A | Test4652 | 4696 | C | NOS.
[DC PANEL] TOWER LIGHT DC PANEL | I027716 | CANTMAST | A | Test4653 | 4697 | C | NOS.
[FLUKE 179/1AC2] MULTI METER (FLUKE) | I027717 | CTOOLS | A | Test4654 | 4698 | C | NOS.
[76000PR ] 18V CORDLESS HOLE PUNCHER | I027718 | CTOOLS | A | Test4655 | 4699 | C | NOS.
[75946] 75006 ROUND PUNCH & DIE 12MM | I027719 | CTOOLS | A | Test4656 | 4700 | C | NOS.
[75570] 75006 ROUND PUNCH & DIE 14MM | I027720 | CTOOLS | A | Test4657 | 4701 | C | NOS.
[75947] 75006 ROUND PUNCH & DIE 18MM | I027721 | CTOOLS | A | Test4658 | 4702 | C | NOS.
[75576] 75006 ROUND PUNCH & DIE 22.2MM | I027722 | CTOOLS | A | Test4659 | 4703 | C | NOS.
[76563] 7600PR ROUND PUNCH & DIE 8.5MM | I027723 | CTOOLS | A | Test4660 | 4704 | C | NOS.
[76566] 7600PR ROUND PUNCH & DIE 11MM | I027724 | CTOOLS | A | Test4661 | 4705 | C | NOS.
[76569] 7600PR ROUND PUNCH & DIE 14MM | I027725 | CTOOLS | A | Test4662 | 4706 | C | NOS.
FACOM ZIPPER POLYSTR,POLYPROPYLNE TOOL BAG 355MMX225MMX460MM | I027728 | CTOOLS | A | Test4663 | 4707 | C | NOS.
[00332A] 1/2” DR 450MM (18”) REVERSIBLE RATCHETING BREAKER | I027729 | CTOOLS | A | Test4664 | 4708 | C | NOS.
2 PC GATOR GRIP UNIVERSAL SOCKET M-F HAND TOOL WRENCH ADAPTE | I027730 | CTOOLS | A | Test4665 | 4709 | C | NOS.
2 PC BEND. FLEX. NUT SHAFT SOCKET WRENCH/SCREWDRIVER LONG RE | I027731 | CTOOLS | A | Test4666 | 4710 | C | NOS.
[FTCA0829] FLEXIBLE BIT HOLDER WITH HANDLE | I027732 | CTOOLS | A | Test4667 | 4711 | C | NOS.
[NIK-8394] NIKON ARCHER'S CHOICE LASER RANGEFINDER (8394) | I027733 | CTOOLS | A | Test4668 | 4712 | C | NOS.
[BDCDMT120] BLAK AND DECKER MATRIX™ 20V MAX* LITH. DRILL/DRV | I027734 | CTOOLS | A | Test4669 | 4713 | C | NOS.
[BDCMTHPI] MATRIX™ HIGH PRESSURE INFLATOR ATTACHMENT | I027735 | CTOOLS | A | Test4670 | 4714 | C | NOS.
[BDCMTR] MATRIX™ ROUTER ATTACHMENT | I027736 | CTOOLS | A | Test4671 | 4715 | C | NOS.
[BDCGG20C] 20V MAX* CORDLESS GLUE GUN | I027737 | CTOOLS | A | Test4672 | 4716 | C | NOS.
[RTX-6 ] RTX™ 3-SPEED ROTARY TOOL | I027738 | CTOOLS | A | Test4673 | 4717 | C | NOS.
[BDCMTTS] MATRIX™ TRIM SAW ATTACHMENT | I027739 | CTOOLS | A | Test4674 | 4718 | C | NOS.
[BDCMTJS] MATRIX™ JIGSAW ATTACHMENT | I027740 | CTOOLS | A | Test4675 | 4719 | C | NOS.
[REB-MECH] U-BOLT | I027741 | CINSTMAT | A | Test4676 | 4720 | C | NOS.
[2787-22] M18 FUEL™ 1-1/2" MAGNETIC DRILL KIT | I027742 | CTOOLS | A | Test4677 | 4721 | C | NOS.
[48-89-0026] THUNDERBOLT® COBALT DRILL BITS (14 PC) | I027743 | CTOOLS | A | Test4678 | 4722 | C | NOS.
[49-22-8400] 6PC ANNULAR CUTTER SET | I027744 | CTOOLS | A | Test4679 | 4723 | C | NOS.
[49-22-8410] 9PC ANNULAR CUTTER SET | I027745 | CTOOLS | A | Test4680 | 4724 | C | NOS.
[5071] PULLEY REMOVER | I027746 | CTOOLS | A | Test4681 | 4725 | C | NOS.
[M20114] SEAL INSTALLER | I027747 | CTOOLS | A | Test4682 | 4726 | C | NOS.
[5042] INJECT PULLER | I027748 | CTOOLS | A | Test4683 | 4727 | C | NOS.
[M20155] LINER PRESS | I027749 | CTOOLS | A | Test4684 | 4728 | C | NOS.
[M20144] CAM GEAR PULLER | I027750 | CTOOLS | A | Test4685 | 4729 | C | NOS.
[M20145] WEAR SLEAVE INSTALLER | I027751 | CTOOLS | A | Test4686 | 4730 | C | NOS.
[M50011] UNIVERSAL LINER PULLER | I027752 | CTOOLS | A | Test4687 | 4731 | C | NOS.
[SUN-FOSC-ZT607-48] FIBER OPTIC SPLICE CLOSURE | I027753 | COPFIBRNTWK | A | Test4688 | 4732 | C | NOS.
[SUN-FOSC-ZT617-24] FIBER OPTIC SPLICE CLOSURE | I027754 | COPFIBRNTWK | A | Test4689 | 4733 | C | NOS.
[SUN-ODF-HA720] FIBER OPTIC DISTRIBUTION FRAME | I027755 | COPFIBRNTWK | A | Test4690 | 4734 | C | NOS.
[SUN-ODF-H-T] INTEGRATED SPLICING TRAY | I027756 | COPFIBRNTWK | A | Test4691 | 4735 | C | NOS.
[SUN-SC-3M-SC-SM-SX-3P] FIBER OPTIC PATCHCORD | I027757 | COPFIBRNTWK | A | Test4692 | 4736 | C | NOS.
[SUN-OCC-144SMC] FIBER OPTIC CROSS-CONNECT CABINET | I027758 | COPFIBRNTWK | A | Test4693 | 4737 | C | NOS.
[NFPA 1, 2015] FIRE CODE | I027767 | CMISC | A | Test4694 | 4738 | C | NOS.
[NFPA 70B, 2016] RECOMMENDED PRACTICE FOR ELECTRICAL EQUPMNT | I027768 | CMISC | A | Test4695 | 4739 | C | NOS.
[NFPA 70E, 2015] STANDARD FOR ELECTRICAL SAFETY IN WORKPLACE | I027769 | CMISC | A | Test4696 | 4740 | C | NOS.
[NFPA 75, 2017] STANDARD FOR THE FIRE PROTECTION OF INFRMTN | I027770 | CMISC | A | Test4697 | 4741 | C | NOS.
[NFPA 76, 2016] STANDARD FOR THE FIRE PROTECTION OF TELECOMM | I027771 | CMISC | A | Test4698 | 4742 | C | NOS.
[NFPA 77, 2014] RECOMMENDED PRACTICE ON STATIC ELECTRICITY | I027772 | CMISC | A | Test4699 | 4743 | C | NOS.
[NFPA 90A, 2015] STANDARD FOR THE INSTALLATION OF AIR-COND.. | I027773 | CMISC | A | Test4700 | 4744 | C | NOS.
[NFPA 101, 2015] LIFE SAFETY CODE® | I027774 | CMISC | A | Test4701 | 4745 | C | NOS.
[NFPA 111, 2016] STANDARD ON STORED ELECTRICAL ENERGY EMER.. | I027775 | CMISC | A | Test4702 | 4746 | C | NOS.
[NFPA 5000, 2015] BUILDING CONSTRUCTION AND SAFETY CODE® | I027776 | CMISC | A | Test4703 | 4747 | C | NOS.
[FR6X4BL6] CHANNEL, 6" X 4" (150MM X 100MM), 6', FIBERRUNNE… | I027777 | COPFIBRNTWK | A | Test4704 | 4748 | C | NOS.
[FRHC6BL6] CHANNEL COVER, HINGED, SNAP-ON, 6" X 4" (150MM X… | I027778 | COPFIBRNTWK | A | Test4705 | 4749 | C | NOS.
[FRCR6BL-X] CABLE RETAINER, 6" X 4" (150MM X 100MM), FIBERR… | I027779 | COPFIBRNTWK | A | Test4706 | 4750 | C | NOS.
[FRBC6X4BL] COUPLER, 6" X 4" (150MM X 100MM), FIBERRUNNER, … | I027780 | COPFIBRNTWK | A | Test4707 | 4751 | C | NOS.
[FREC6X4YL] FITTING, END CAP, 6" X 4" (150MM X 100MM), FIBE… | I027781 | COPFIBRNTWK | A | Test4708 | 4752 | C | NOS.
[FRFWC6X4BL] FITTING, 4-WAY CROSS, 6" X 4" (150MM X 100MM),… | I027782 | COPFIBRNTWK | A | Test4709 | 4753 | C | NOS.
[FRFWCSC6BL] SPLIT COVER, 4-WAY CROSS, 6" X 4" (150MM X 100… | I027783 | COPFIBRNTWK | A | Test4710 | 4754 | C | NOS.
[FRH456X4BL] FITTING, HORIZONTAL 45O ANGLE, 6" X 4" (150MM … | I027784 | COPFIBRNTWK | A | Test4711 | 4755 | C | NOS.
[FRH45SC6BL] SPLIT COVER, HORIZONTAL 45O, 6" X 4" (150MM X … | I027785 | COPFIBRNTWK | A | Test4712 | 4756 | C | NOS.
[FRIVRA6X4BL] FITTING AND COVER, INSIDE VERTICAL 90O, 6" X … | I027786 | COPFIBRNTWK | A | Test4713 | 4757 | C | NOS.
[FRRA6X4BL] FITTING, HORIZONTAL RIGHT ANGLE, 6" X 4" (150MM… | I027787 | COPFIBRNTWK | A | Test4714 | 4758 | C | NOS.
[FRRASC6BL] SPLIT COVER, HORIZONTAL RIGHT ANGLE, 6" X 4" (1… | I027788 | COPFIBRNTWK | A | Test4715 | 4759 | C | NOS.
[FRDDS6X4BL] FITTING, DUAL DOWNSPOUT W/THROAT COVERS, 6" X … | I027789 | COPFIBRNTWK | A | Test4716 | 4760 | C | NOS.
[FR6TRBN12] BRACKET, NEW 1/2" THR. ROD QUIKLOCK FOR 4" X 4"… | I027790 | COPFIBRNTWK | A | Test4717 | 4761 | C | NOS.
[SL108] [WT-2178A-DUAL] 24P CAT5E PATCH PANEL W CBL MNGMNT | I027791 | SINSTMAT | A | Test4718 | 4762 | C | NOS.
FLATPACK2 2000W 48V (STD) | I027798 | CPWR SYSTEM | A | Test4719 | 4763 | C | NOS.
AMEYO & OMNIQUEUE PRODUCT LICENSES | I027801 | CMISC | A | Test4720 | 4764 | C | NOS.
U2100 SITE S1/1/1 | I027814 | CMOBSWEQ | A | Test4721 | 4765 | C | NOS.
U2100 SITE S1/1 | I027815 | CMOBSWEQ | A | Test4722 | 4766 | C | NOS.
U2100 SITE S1/1/1 ( SPARE) | I027816 | CMOBSWEQ | A | Test4723 | 4767 | C | NOS.
ANTENNA SINGLE BAND | I027817 | CMOBSWEQ | A | Test4724 | 4768 | C | NOS.
RNC CAPACITY UPGRADE ( 300 MBPS) | I027818 | CMOBSWEQ | A | Test4725 | 4769 | C | NOS.
SPARE PART SUFFICIENT SPARES | I027819 | CMOBSWEQ | A | Test4726 | 4770 | C | NOS.
HD ENCODER 16 SDI INPUTS TO IP | I027820 | CINSTMAT | A | Test4727 | 4771 | C | NOS.
901-H510-XX00:ZONEFLEX DUAL BAND CONCURRENT WIRELESS SWITCH | I027823 | OMODROUT | A | Test4728 | 4772 | C | NOS.
901-T300-XX01:ZONEDLEX T300 OMNI OUTDOOR ACCESS POINT | I027826 | OMODROUT | A | Test4729 | 4773 | C | NOS.
BLACK SCREW (3 .5X2 5MM) (8X1000 ) | I027839 | CTOOLS | A | Test4730 | 4774 | C | NOS.
WALL PLUG (8MM) (1X10000PCS) (20X500PCS) | I027840 | CTOOLS | A | Test4731 | 4775 | C | NOS.
53 PIECE HOUSEHOLD TOOL KIT WITH TOOL BOX | I027841 | CTOOLS | A | Test4732 | 4776 | C | NOS.
VELCRO TAPE 3 /4X1 5' BLUE | I027842 | CTOOLS | A | Test4733 | 4777 | C | NOS.
WHITE CABLE TIES 8 IN X .19 IN (20.3CM X 4.8MM) | I027843 | CTOOLS | A | Test4734 | 4778 | C | NOS.
100PACK NYLON GARDNER BENDER | I027844 | CTOOLS | A | Test4735 | 4779 | C | Pkt
WHITE MINI CABLE TIES 4 IN X .1 0 | I027845 | CTOOLS | A | Test4736 | 4780 | C | NOS.
UTILITY KNIFE CLASSIC 99 | I027846 | CTOOLS | A | Test4737 | 4781 | C | NOS.
DIAGONAL PLIER 6" SG | I027847 | CTOOLS | A | Test4738 | 4782 | C | NOS.
ACE MINI TRIMMER 6" | I027848 | CTOOLS | A | Test4739 | 4783 | C | NOS.
RIVET ST1 /8X1 /8ACE PK100 | I027849 | CTOOLS | A | Test4740 | 4784 | C | Pkt
BIT DRILL MULTIPURPS5 /16 | I027850 | CTOOLS | A | Test4741 | 4785 | C | NOS.
BIT DRILL # 30W | I027851 | CTOOLS | A | Test4742 | 4786 | C | NOS.
NUTDRIVER - 7MM ACE | I027852 | CTOOLS | A | Test4743 | 4787 | C | NOS.
UTILITY KNIFE BLADE CD5 | I027853 | CTOOLS | A | Test4744 | 4788 | C | NOS.
MEASURING WHEEL 12 " | I027854 | CTOOLS | A | Test4745 | 4789 | C | NOS.
[160TL] MW BRACKET | I027856 | CANTMAST | A | Test4746 | 4790 | C | NOS.
3EH73092AC: ANALOG INTERFACES SLI8-2 BOARD(MS037) | I027866 | SPABXSPR | A | Test4747 | 4791 | C | NOS.
3BA03215AA:GENERIC POWER CORD(MS037) | I027867 | SPABXSPR | A | Test4748 | 4792 | C | NOS.
3EH75001AB: MR3 MOUNTING KIT(MS037) | I027868 | SPABXSPR | A | Test4749 | 4793 | C | NOS.
3EH76034AA: BLIND SLOT STIFFENER(MS037) | I027869 | SPABXSPR | A | Test4750 | 4794 | C | NOS.
3BA00742AA: OMNIPCX ENTERPRISE*80 CS-2/MR3 230V(MS037) | I027870 | SPABXSPR | A | Test4751 | 4795 | C | NOS.
SF300-48PP-K9-UK:SF300-48PP 48PORT 10/100 POE+MNG SWT(MS037) | I027889 | SMODROUT | A | Test4752 | 4796 | C | NOS.
CON-SNT-SF3049UK:SNTC-8X5XNBD SF300-48PP MANAGED SWIT(MS037) | I027890 | SMODROUT | A | Test4753 | 4797 | C | NOS.
APC BACK-UPS950VA,230V,AVR (MS037) | I027908 | SSRVRACS | A | Test4754 | 4798 | C | NOS.
C4KX-PWR-750AC-R=: CATALYST 4500X 750W AC FRONT TO BACK COOL | I027917 | SMAINTSP | A | Test4755 | 4799 | C | NOS.
CAB-BS1363-C15-UK: BS-1363 TO IEC-C15 8FT UK POWER CORD | I027918 | SINSTMAT | A | Test4756 | 4800 | C | NOS.
PWR-C1-350WAC=: 350W AC CONFIG 1 POWER SUPPLY | I027919 | SINSTMAT | A | Test4757 | 4801 | C | NOS.
CAB-TA-SW: SWITZERLAND AC TYPE A POWER | I027920 | SINSTMAT | A | Test4758 | 4802 | C | NOS.
SMT3000I: APC SMART‐UPS 3000VA LCD 230V | I027921 | SMAINTSP | A | Test4759 | 4803 | C | NOS.
PSU3001/UK: MUTISWITCH POWER SUPPLY | I027925 | CINSTMAT | A | Test4760 | 4804 | C | NOS.
4IN X 8 OUT MSW | I027926 | cINSTMAT | A | Test4761 | 4805 | C | nOS.
LNB POWERING PER POLARITY | I027927 | CINSTMAT | A | Test4762 | 4806 | C | NOS.
DRILL BIT HSS CO 10PCS SET | I027928 | CTOOLS | A | Test4763 | 4807 | C | NOS.
GP BATTERY ULTRA ALKALINE 9V 1PCS PACK | I027929 | CMISC | A | Test4764 | 4808 | C | NOS.
LONG NOSE PLIER 160MM | I027930 | CTOOLS | A | Test4765 | 4809 | C | NOS.
LONG NOSE PLIER 200MM | I027931 | CTOOLS | A | Test4766 | 4810 | C | NOS.
RATCHET LONG HANDLE WRENCH | I027932 | CTOOLS | A | Test4767 | 4811 | C | NOS.
M10 AW-200W WIDE ADJUSTABLE WRENCH 8" | I027933 | CTOOLS | A | Test4768 | 4812 | C | NOS.
M10 GEAR RATCHET LONG COMB WRENCH 13MM | I027934 | CTOOLS | A | Test4769 | 4813 | C | NOS.
M10 PRUNING SHEAR | I027935 | CTOOLS | A | Test4770 | 4814 | C | NOS.
MTC2D MINI DIAGONAL NIPPERS 115MM | I027936 | CTOOLS | A | Test4771 | 4815 | C | NOS.
MTC45 CABLE CUTTER 150MM | I027937 | CTOOLS | A | Test4772 | 4816 | C | NOS.
SDS PLUS DRILL BIT 10X200MM | I027938 | CTOOLS | A | Test4773 | 4817 | C | NOS.
SDS PLUS DRILL BIT 25 MM X200MM | I027939 | CTOOLS | A | Test4774 | 4818 | C | NOS.
TAJIMA G-LOCK MEASURING TAPE 25MM 7.5M/25FT | I027940 | CTOOLS | A | Test4775 | 4819 | C | NOS.
TAJIMA UTILITY KNIFE VR102 | I027941 | CTOOLS | A | Test4776 | 4820 | C | NOS.
NTI-40012-A3: INFRARED IP BULLET 720P IP66 AVF (MS040) | I027942 | SSURVLNCE | A | Test4777 | 4821 | C | NOS.
NDI-41012-V3: FLEXIDOME IP OUTDOOR 4000 IR (MS040) | I027943 | SSURVLNCE | A | Test4778 | 4822 | C | NOS.
IT046137: ACM7000-RESILIENCE GATEWAY REMOTE MONIT. MANG SERV | I027946 | COPFIBRNTWK | A | Test4779 | 4823 | C | NOS.
POWER SUPPLY - EXTERNAL DC 36-72V - FOURPIN SQUARE CONNECTOR | I027947 | CINSTMAT | A | Test4780 | 4824 | C | NOS.
KOMSHINE FUSION SPLICER KIT FX35 | I027954 | COPFIBRNTWK | A | Test4781 | 4825 | C | NOS.
NTI-40012-A3: INFRARED IP BULLET 720P IP66 AVF (SL112) | I027960 | SSURVLNCE | A | Test4782 | 4826 | C | NOS.
NTI-BLC-SMB: SURFACE MNT FOR BULLET CAMERA (SL112) | I027961 | SSURVLNCE | A | Test4783 | 4827 | C | NOS.
10/71TL: RADIODECTION RD7100 TL TYPE | I027962 | CTOOLS | A | Test4784 | 4828 | C | NOS.
10/RX-AFRAME: RADIODECTION A-FRAME | I027963 | CTOOLS | A | Test4785 | 4829 | C | NOS.
10/RX-AFRAME-BAG: RADIODECTION A-FRAME BAG | I027964 | CTOOLS | A | Test4786 | 4830 | C | NOS.
902-0162-UK00 - POE ADAPTER (10/100/1000 MBPS) | I027968 | SOPFIBRNTWK | A | Test4787 | 4831 | C | NOS.
901-T301-WW51: ZONEFLEX T301* OUTDOOR APS | I027969 | OTELEEQ | A | Test4788 | 4832 | C | NOS.
AVM2421P/F38 : 2 MEGAPIXELS IR IP DOME CAMERA | I027970 | OSURVLNCE | A | Test4789 | 4833 | C | NOS.
PVC PIPE HP 4" | I027971 | CMISC | A | Test4790 | 4834 | C | NOS.
PVC JOINT 4" | I027972 | CMISC | A | Test4791 | 4835 | C | NOS.
J9776A: ARUBA 2530 24 POE SWITCH (MS040) | I027973 | SOPFIBRNTWK | A | Test4792 | 4836 | C | NOS.
J9776A: ARUBA 2530 24 POE SWITCH (SL109) | I027974 | SOPFIBRNTWK | A | Test4793 | 4837 | C | NOS.
J4858C: HPE X121 1G TRANSCEIVER (MS040) | I027975 | SOPFIBRNTWK | A | Test4794 | 4838 | C | NOS.
J4858C: HPE X121 1G TRANSCEIVER (SL109) | I027976 | SOPFIBRNTWK | A | Test4795 | 4839 | C | NOS.
RS PRO L SHAPE HEX KEY SET 6 PIECES INSULATED S2 STEEL | I027977 | CTOOLS | A | Test4796 | 4840 | C | NOS.
RS PRO L SHAPE HEX KEY SET 9 PIECES INSULATED S2 STEEL | I027978 | CTOOLS | A | Test4797 | 4841 | C | NOS.
RS PRO 14 PIECE VDE/1000 V ENGINEERS TOOL KIT | I027979 | CTOOLS | A | Test4798 | 4842 | C | NOS.
RS PRO 29 PIECE VDE/1000 V GENERAL PURPOSE TOOL KIT | I027980 | CTOOLS | A | Test4799 | 4843 | C | NOS.
SIBILLE MS59CRS-1/4 19 PIECE INSULATED SOCKET SET 1/4 IN SQU | I027981 | CTOOLS | A | Test4800 | 4844 | C | NOS.
RS PRO 23 PIECE VDE/1000 V ENGINEERS ELECTRICIAN'S TOOL KIT | I027982 | CTOOLS | A | Test4801 | 4845 | C | NOS.
RS PRO 11 PIECE SPANNER SET CHROME VANADIUM STEEL INSUL | I027983 | CTOOLS | A | Test4802 | 4846 | C | NOS.
RS PRO 19 PIECE SOCKET SET INSULATED | I027984 | CTOOLS | A | Test4803 | 4847 | C | NOS.
WERA 7 PIECE ELECTRICAL SCREWDRIVER SET | I027985 | CTOOLS | A | Test4804 | 4848 | C | NOS.
WERA 16 PIECE ELECTRICIANS SCREWDRIVER SET 705-4824 | I027986 | CTOOLS | A | Test4805 | 4849 | C | NOS.
WERA 16 PIECE ELECTRICAL SCREWDRIVER SET 775-5669 | I027987 | CTOOLS | A | Test4806 | 4850 | C | NOS.
KNIPEX CRIMP TOOL BOOTLACE FERRULE, 28 → 7 AWG WIRE SIZE | I027988 | CTOOLS | A | Test4807 | 4851 | C | NOS.
KNIPEX 200 MM TOOL STEEL COMBINATION PLIERS | I027989 | CTOOLS | A | Test4808 | 4852 | C | NOS.
KNIPEX CRIMP TOOL FOR END SLEEVE, 145MM, 13 AWG | I027990 | CTOOLS | A | Test4809 | 4853 | C | NOS.
KNIPEX WIRE CUTTER 200MM OVERALL LENGTH, 70MM² CUTTING CAPAC | I027991 | CTOOLS | A | Test4810 | 4854 | C | NOS.
WERA 39 PIECE INTERCHANGEABLE SCREWDRIVER SET | I027992 | CTOOLS | A | Test4811 | 4855 | C | NOS.
DELL MONITOR S2715H 27" | I027993 | CMISC | A | Test4812 | 4856 | C | NOS.
FLUKE VISIFAULT VISUAL FAULT LOCATOR (MA002) | I028001 | STESTEQ | A | Test4813 | 4857 | C | NOS.
TZ-TAPE FIXED ASSET MANAGEMENT LABLE 24MM TZE-SM951 | I028006 | OPRNTRS | A | Test4814 | 4858 | C | NOS.
PS4 WIRELESS CONTROLLER | I028008 | OMISC | A | Test4815 | 4859 | C | NOS.
PRINTRONIX P8C15 WITH LG EMULATION | I028012 | CMISC | A | Test4816 | 4860 | C | nos.
MILWAUKEE ONE-KEY™ FUEL™ PERCUSSION DRILL (M18 ONEPD | I028013 | CTOOLS | A | Test4817 | 4861 | C | NOS.
CONFERENCE CHAIR RED FABRIC (S61-05) WHITE WOODEN | I028021 | CFURNITURE | A | Test4818 | 4862 | C | NOS.
ZNID-GPON-2628T-00:GPON ONT,INDOOR,2 POTS,8 GE (SL112 ) | I028030 | SWIFIEQUIP | A | Test4819 | 4863 | C | nos.
ZNID-GPON-2427-UK:GPON ONT, INDOOR, 2 POTS,4 GE (SL112 | I028031 | SWIFIEQUIP | A | Test4820 | 4864 | C | Nos.
[3BA00637RB] 4059/4059EE IP USB KEYBOARD ENGLISH (SL112) | I028038 | SMODROUT | A | Test4821 | 4865 | C | NOS.
[JG963A] HP 1950-48G-2SFP+-2XGT-POE+ SWITCH (SL112) | I028040 | SMODROUT | A | Test4822 | 4866 | C | NOS.
[J4859C] HP X121 1G SFP LC LX TRANSCEIVE (SL112) | I028041 | SMODROUT | A | Test4823 | 4867 | C | NOS.
[SUN-SC-15M-LC-SM-DX-2P] SC/UPC-LC/UPC; SM 9/125UM; DUPLEX,… | I028046 | CINSTMAT | A | Test4824 | 4868 | C | NOS.
[SUN-SC -15M -LC -MM-DX-2P] SC/UPC -LC/UPC; OM1(62.5/125UM)… | I028047 | CINSTMAT | A | Test4825 | 4869 | C | NOS.
[SUN-SC-15M-LC-SM-SX- 2P] SC/UPC-LC/UPC; SM 9/125UM; SIMPLE… | I028048 | CINSTMAT | A | Test4826 | 4870 | C | NOS.
[SUN-SC-15M-LC-MM-SX-2P] SC/UPC-LC/UPC; OM1(62.5/125UM) OR … | I028049 | CINSTMAT | A | Test4827 | 4871 | C | NOS.
[SUN-SC-20M-LC-SM-DX-2P] SC/UPC-LC/UPC; SM 9/125UM; DUPLEX … | I028050 | CINSTMAT | A | Test4828 | 4872 | C | NOS.
[SUN-SC -20M -LC -MM-DX-2P] SC/UPC-LC/UPC; OM1(62.5/125UM) … | I028051 | CINSTMAT | A | Test4829 | 4873 | C | NOS.
[SUN-SC-20M-LC-SM-SX-2P] SC/UPC-LC/UPC; SM 9/125UM; SIMPLEX… | I028052 | CINSTMAT | A | Test4830 | 4874 | C | NOS.
[SUN-SC-20M-LC-MM-SX-2P] SC/UPC-LC/UPC; OM1(62.5/125UM) OR … | I028053 | CINSTMAT | A | Test4831 | 4875 | C | NOS.
[SUN-LC-15M-LC-SM-DX-2P] LC/UPC-LC/UPC; SM 9/125UM; DUPLEX,… | I028054 | CINSTMAT | A | Test4832 | 4876 | C | NOS.
[SUN-LC-15M-LC-MM-DX-2P] LC/UPC-LC/UPC; OM1(62.5/125UM) OR … | I028055 | CINSTMAT | A | Test4833 | 4877 | C | NOS.
[SUN-LC-20M-LC-SM-DX-2P] LC/UPC-LC/UPC; SM 9/125UM; DUPLEX,… | I028056 | CINSTMAT | A | Test4834 | 4878 | C | NOS.
[SUN-LC-20M-LC-MM-DX-2P] LC/UPC- LC/UPC;OM1(62.5/125UM) OR … | I028057 | CINSTMAT | A | Test4835 | 4879 | C | NOS.
[SUN-LC-10M-LC-SM-DX- 2P] LC/UPC-LC/UPC; SM 9/125UM; DUPLEX… | I028058 | CINSTMAT | A | Test4836 | 4880 | C | NOS.
[SUN-LC-10M-LC-MM-DX-2P] LC/UPC-LC/UPC; OM1(62.5/125UM) OR … | I028059 | CINSTMAT | A | Test4837 | 4881 | C | NOS.
[SUN-LC-5M-LC-SM-DX-2P] LC/UPC-LC/UPC; SM 9/125UM; DUPLEX, … | I028060 | CINSTMAT | A | Test4838 | 4882 | C | NOS.
[SUN-LC-5M-LC-MM-DX-2P] LC/UPC-LC/UPC; OM1(62.5/125UM) OR O… | I028061 | CINSTMAT | A | Test4839 | 4883 | C | NOS.
[ GBH 14.4LI ] CORDLESS ROTARY HAMMER | I028063 | CTOOLS | A | Test4840 | 4884 | C | NOS.
SDS ADAPTOR & KEY CHUCK | I028064 | CTOOLS | A | Test4841 | 4885 | C | NOS.
SM-J120F SAMSUNG J1 2016 | I028067 | POSG12 | A | Test4842 | 4886 | A | NOS.
SM-J2 PRIME SAMSUNG GRAND PRIME P | I028068 | POSG12 | A | Test4843 | 4887 | A | NOS.
SM-J2 10F SAMSUNG J2 2016 | I028069 | POSG12 | A | Test4844 | 4888 | A | NOS.
SM-J500F/DD SAMSUNG J5 LTE 2016 | I028070 | POSG12 | A | Test4845 | 4889 | A | NOS.
SM-J710F/DD SAMSUNG J7 2016 | I028071 | POSG12 | A | Test4846 | 4890 | A | NOS.
GWN7610_MID RANGE AC WIRELESS ACCESS POINT | I028073 | OCRITICAL-ITEMS | A | Test4847 | 4891 | C | NOS.
H/GLASS PANEL (1200WX1200H) | I028080 | CINSTMAT | A | Test4848 | 4892 | C | NOS.
H/GLASS PANEL(600WX1200H) | I028081 | CINSTMAT | A | Test4849 | 4893 | C | NOS.
2 WAY CONNECTING POLE | I028082 | CINSTMAT | A | Test4850 | 4894 | C | NOS.
3 WAY CONNECTING POLE | I028083 | CINSTMAT | A | Test4851 | 4895 | C | NOS.
TABLE ANGLE LEFT | I028084 | CINSTMAT | A | Test4852 | 4896 | C | NOS.
TABLE ANGLE RIGHT | I028085 | CINSTMAT | A | Test4853 | 4897 | C | NOS.
TABLE BRACKET LEFT | I028086 | CINSTMAT | A | Test4854 | 4898 | C | NOS.
TABLE BRACKET RIGHT | I028087 | CINSTMAT | A | Test4855 | 4899 | C | NOS.
L-TABLE TOP | I028088 | CINSTMAT | A | Test4856 | 4900 | C | NOS.
[SUN-ODF-HA504] MAX. 504 CORES; H: 2.0M: SPLICING TRAY EX... | I028099 | COPFIBRNTWK | A | Test4857 | 4901 | C | NOS.
[VDV002818 ] COAX INSTALLATION AND TESTING KIT W/ CONNECTOR | I028100 | CTOOLS | A | Test4858 | 4902 | C | NOS.
[CAT. NO. 5179] WATER-REPELLANT CANVAS POUCH BELT LOOPS | I028101 | CTOOLS | A | Test4859 | 4903 | C | NOS.
[CAT. NO. 5142P] CANVAS UTILITY BAG POCKET | I028102 | CTOOLS | A | Test4860 | 4904 | C | NOS.
[CAT. NO. 5142] CANVAS UTILITY BAG | I028103 | CTOOLS | A | Test4861 | 4905 | C | NOS.
[CAT. NO. 51A] NUT AND BOLT POUCH | I028104 | CTOOLS | A | Test4862 | 4906 | C | NOS.
12-IN-1 MULTI-TOOL | I028106 | CTOOLS | A | Test4863 | 4907 | C | NOS.
[731-2842] AIM-TTI CPX400D BENCH POWER SUPPLY | I028110 | CTOOLS | A | Test4864 | 4908 | C | NOS.
[737-7186] AIM-TTI CPX400S BENCH POWER SUPPLY | I028111 | CTOOLS | A | Test4865 | 4909 | C | NOS.
[REB-MECH] PLATE BRACKET | I028112 | CTOOLS | A | Test4866 | 4910 | C | NOS.
FLARING TOOL KIT | I028113 | CTOOLS | A | Test4867 | 4911 | C | NOS.
FREON R410 | I028114 | CTOOLS | A | Test4868 | 4912 | C | NOS.
MAP GAS | I028115 | CTOOLS | A | Test4869 | 4913 | C | NOS.
CLAMP METER | I028116 | CTOOLS | A | Test4870 | 4914 | C | NOS.
YELLOW BRUSH | I028117 | CTOOLS | A | Test4871 | 4915 | C | NOS.
SPRING BENDER 1/2” | I028118 | CTOOLS | A | Test4872 | 4916 | C | NOS.
SPRING BENDER 5/8” | I028119 | CTOOLS | A | Test4873 | 4917 | C | NOS.
SPRING BENDER 3/4" | I028120 | CTOOLS | A | Test4874 | 4918 | C | NOS.
LAMINATED SHEETS MODEL NO: CONCHA LINES STP1109 | I028123 | CINSTMAT | A | Test4875 | 4919 | C | NOS.
LAMINATED SHEETS MODEL NO: LALO RAMBILAS DXP 1331C | I028124 | CINSTMAT | A | Test4876 | 4920 | C | NOS.
LAMINATED SHEETS MODEL NO: NUDE CORE CC47101S | I028125 | CINSTMAT | A | Test4877 | 4921 | C | NOS.
LAMINATED SHEETS MODEL NO: PVC WHITW GLOSS | I028126 | CINSTMAT | A | Test4878 | 4922 | C | NOS.
LAMINATE ECO BALANCE OAK HISTORY | I028127 | CINSTMAT | A | Test4879 | 4923 | C | NOS.
LAMINATE CLASSIC 1050 4V WALNUT NATURAL | I028128 | CINSTMAT | A | Test4880 | 4924 | C | NOS.
DUO-PROTECT UNDERLAY | I028129 | CINSTMAT | A | Test4881 | 4925 | C | NOS.
SKYWORTH FULL HD SMART TV SILVER 49" | I028133 | ODISPDVCS | A | Test4882 | 4926 | C | NOS.
[SUN-SC-20M-SC-SMSX-3P] FIBER OPTIC PATCHCORD | I028135 | CINSTMAT | A | Test4883 | 4927 | C | NOS.
WIRELESS KARAOKE SYSTEM | I028136 | OMISC | A | Test4884 | 4928 | C | NOS.
SKYWORTH 4K 65" ULTRA THIN TW 65G9200 | I028137 | CMISC | A | Test4885 | 4929 | C | NOS.
SKYWORTH FULL HD SMART TV SILVER 49" | I028138 | CMISC | A | Test4886 | 4930 | C | NOS.
FILING CABINET (SINGLE SIDED) | I028148 | CFURNITURE | A | Test4887 | 4931 | C | NOS.
FILING CABINET (DOUBLE SIDED) | I028149 | CFURNITURE | A | Test4888 | 4932 | C | NOS.
TRACK FOR FILING CABINET | I028150 | CFURNITURE | A | Test4889 | 4933 | C | NOS.
TRACK JOINT FOR FILING CABINET | I028151 | CFURNITURE | A | Test4890 | 4934 | C | NOS.
ADJUSTABLE SHELVES FOR FILING CABINET | I028152 | CFURNITURE | A | Test4891 | 4935 | C | NOS.
LOCK FOR FILING CABINETS | I028153 | CFURNITURE | A | Test4892 | 4936 | C | NOS.
ANTENA DUAL BAND | I028161 | CANTMAST | A | Test4893 | 4937 | C | NOS.
IDU | I028164 | CTRNACCEQ | A | Test4894 | 4938 | C | NOS.
RFU UNIT | I028165 | CTRNACCEQ | A | Test4895 | 4939 | C | NOS.
BRANCH UNIT | I028166 | CTRNACCEQ | A | Test4896 | 4940 | C | NOS.
SKYWORTH FULL HD LED TV 49" | I028169 | CMISC | A | Test4897 | 4941 | C | NOS.
PS4 GAME CD | I028178 | OMISC | A | Test4898 | 4942 | C | NOS.
CARPET MAT | I028184 | CMISC | A | Test4899 | 4943 | C | NOS.
SINGLE CHANNEL SC FIBER TO SDI CONVERTER WITH DUAL SDI OUTPT | I028186 | CINSTMAT | A | Test4900 | 4944 | C | NOS.
EASY MACRO 3G + LTE (USE EXISTING BBU) | I028192 | CMOBSWEQ | A | Test4901 | 4945 | C | NOS.
U900 NEW SITE | I028193 | CMOBSWEQ | A | Test4902 | 4946 | C | NOS.
ANTENNA FOR U900 | I028194 | CANTMAST | A | Test4903 | 4947 | C | NOS.
SPARE PARTS -HUAWEI MOBILE EQUIPMENT | I028195 | CMOBSWEQ | A | Test4904 | 4948 | C | NOS.
U2100 S111 SITE | I028196 | CMOBSWEQ | A | Test4905 | 4949 | C | NOS.
U2100 S11 SITE | I028197 | CMOBSWEQ | A | Test4906 | 4950 | C | NOS.
U2100 4TH SECTOR | I028198 | CMOBSWEQ | A | Test4907 | 4951 | C | NOS.
U900 4TH SECTOR | I028199 | CMOBSWEQ | A | Test4908 | 4952 | C | NOS.
TN1K3AFB:ASSEMBLY SUBRACK(OSN 6800) | I028216 | CTRNCNEWEQ | A | Test4909 | 4953 | C | NOS.
TN11PIU02:POWER INTERFACE UNIT | I028217 | CTRNCNEWEQ | A | Test4910 | 4954 | C | NOS.
TN12AUX:SYSTEM AUXILIARY INTERFACE BOARD | I028218 | CTRNCNEWEQ | A | Test4911 | 4955 | C | NOS.
TN52SCC01:SYSTEM CONTROL AND COMMUNICATION BOARD | I028219 | CTRNCNEWEQ | A | Test4912 | 4956 | C | NOS.
TN14LSXT02 : 10GBIT/S WAVELENGTH CONVERSION BOARD | I028220 | CTRNCNEWEQ | A | Test4913 | 4957 | C | NOS.
FSLL00301:PATCH CORD,LC/UPC,LC/UPC,SINGL-MODE,3M,G657A2,2MM | I028221 | CTRNCNEWEQ | A | Test4914 | 4958 | C | NOS.
FSLL00602:PATCH CORD,LC/UPC,LC/UPC,SINGL-MODE,6M,G657A2,2MM | I028222 | CTRNCNEWEQ | A | Test4915 | 4959 | C | NOS.
FSLL01003:PATCH CORD,LC/UPC,LC/UPC,SINGL-MODE,10M,G657A2,2MM | I028223 | CTRNCNEWEQ | A | Test4916 | 4960 | C | NOS.
FSLL02003:PATCH CORD,LC/UPC,LC/UPC,SINGL-MODE,20M,G657A2,2MM | I028224 | CTRNCNEWEQ | A | Test4917 | 4961 | C | NOS.
FSSL00501:PATCH CORD,LC/UPC,SC/UPC,SINGL-MODE,5M,G657A2,2MM | I028225 | CTRNCNEWEQ | A | Test4918 | 4962 | C | NOS.
FSSL01001:PATCH CORD,LC/UPC,SC/UPC,SINGL-MODE,10M,G657A2,2MM | I028226 | CTRNCNEWEQ | A | Test4919 | 4963 | C | NOS.
FSSL01501:PATCH CORD,LC/UPC,SC/UPC,SINGL-MODE,15M,G657A2,2MM | I028227 | CTRNCNEWEQ | A | Test4920 | 4964 | C | NOS.
FSSL02001:PATCH CORD,LC/UPC,SC/UPC,SINGL-MODE,20M,G657A2,2MM | I028228 | CTRNCNEWEQ | A | Test4921 | 4965 | C | NOS.
SS-OP-ATN-LC-5:FIXED OPTICAL ATTENUATOR,1260NM~1620NM-5DB-LC | I028229 | CTRNCNEWEQ | A | Test4922 | 4966 | C | NOS.
SS-OP-ATN-LC-10:FIXED OPTICAL ATTENUATOR,1260NM~1620NM-10DB- | I028230 | CTRNCNEWEQ | A | Test4923 | 4967 | C | NOS.
SS-OP-ATN-LC-15:FIXED OPTICAL ATTENUATOR,1260NM~1620NM-15DB- | I028231 | CTRNCNEWEQ | A | Test4924 | 4968 | C | NOS.
TN1B8RACK05:N63B TYPE ETSI RACK (2000*600*300MM) | I028241 | CTRNCNEWEQ | A | Test4925 | 4969 | C | NOS.
TN1K6AFB:ASSEMBLY SUBRACK(OSN 8800 T16) | I028242 | CTRNCNEWEQ | A | Test4926 | 4970 | C | NOS.
TN1K8AFB01:ASSEMBLY SUBRACK | I028243 | CTRNCNEWEQ | A | Test4927 | 4971 | C | NOS.
TN16UXCM:1.6T UNL XC,SYS CONTROL & CLOCK BOARD | I028244 | CTRNCNEWEQ | A | Test4928 | 4972 | C | NOS.
TN11ITL04:INTERLEAVER BOARD(C BAND,DUAL MODULE) | I028245 | CTRNCNEWEQ | A | Test4929 | 4973 | C | NOS.
TN96EOW:ENGINEERING ORDER WIRE BOARD | I028246 | CTRNCNEWEQ | A | Test4930 | 4974 | C | NOS.
TN12D4001:40-CHANNEL DEMULTIPLEXING BOARD | I028247 | CTRNCNEWEQ | A | Test4931 | 4975 | C | NOS.
TN12D4002:40-CHANNEL DEMULTIPLEXING BOARD | I028248 | CTRNCNEWEQ | A | Test4932 | 4976 | C | NOS.
TN12M40V01:40-CHANNEL MULTIPLEXING BOARD WITH VOA | I028249 | CTRNCNEWEQ | A | Test4933 | 4977 | C | NOS.
TN12M40V02:40-CHANNEL MULTIPLEXING BOARD WITH VOA | I028250 | CTRNCNEWEQ | A | Test4934 | 4978 | C | NOS.
TN13OBU101:C-BAND OPTICAL BOOSTER UNIT | I028251 | CTRNCNEWEQ | A | Test4935 | 4979 | C | NOS.
TN13OAU101:C-BAND OPTICAL AMPLIFIER UNIT | I028252 | CTRNCNEWEQ | A | Test4936 | 4980 | C | NOS.
TN96NS4T31:100GBIT/S LINE SERVICE PROCESSING BOARD | I028253 | CTRNCNEWEQ | A | Test4937 | 4981 | C | NOS.
TN55TTX:10 X 10G TRIBUTARY SERVICE PROCESSINGBOARD | I028254 | CTRNCNEWEQ | A | Test4938 | 4982 | C | NOS.
OSX010N01:OPTICAL TRANSCEIVER,SFP+,1310NM | I028255 | CTRNCNEWEQ | A | Test4939 | 4983 | C | NOS.
C1025BL00:POWER CABLE,450V/750V,60227 IEC 02(RV),25MM^2,BLUE | I028256 | CTRNCNEWEQ | A | Test4940 | 4984 | C | Mtr
C1025BK00:POWER CABLE,450V/750V,60227 IEC 02(RV),25MM^2,BLAC | I028257 | CTRNCNEWEQ | A | Test4941 | 4985 | C | Mtr
C1025YG00:POWER CABLE,450V/750V,60227 IEC 02(RV),25MM^2,YELL | I028258 | CTRNCNEWEQ | A | Test4942 | 4986 | C | Mtr
F000FSL00:OPTICAL PATCH CORD | I028259 | CTRNCNEWEQ | A | Test4943 | 4987 | C | Pcs
OFOAPCS00:FIXED OPTICAL ATTENUATOR | I028260 | CTRNCNEWEQ | A | Test4944 | 4988 | C | Pcs
C0000FE00:TWISTED-PAIR CABLE,100OHM,CATEGORY 5E UTP,0.51MM,2 | I028261 | CTRNCNEWEQ | A | Test4945 | 4989 | C | NOS.
TN1K6AFB:ASSEMBLY SUBRACK(OSN 8800 T16) | I028262 | CTRNCNEWEQ | A | Test4946 | 4990 | C | NOS.
TN16UXCM:1.6T UNIVERSAL CROSS CONNECT,SYSTEM CONTROL AND CLO | I028263 | CTRNCNEWEQ | A | Test4947 | 4991 | C | NOS.
TN11ITL04:INTERLEAVER BOARD(C BAND,DUAL MODULE) | I028264 | CTRNCNEWEQ | A | Test4948 | 4992 | C | NOS.
TN96EOW:ENGINEERING ORDER WIRE BOARD | I028265 | CTRNCNEWEQ | A | Test4949 | 4993 | C | NOS.
TN12D4001:40-CHANNEL DEMULTIPLEXING BOARD(C EVEN,196.00THZ~1 | I028266 | CTRNCNEWEQ | A | Test4950 | 4994 | C | NOS.
TN12D4002:40-CHANNEL DEMULTIPLEXING BOARD(C_ODD,196.05THZ~19 | I028267 | CTRNCNEWEQ | A | Test4951 | 4995 | C | NOS.
TN12M40V01:40-CHANNEL MULTIPLEXING BOARD WITH VOA(C_EVEN,196 | I028268 | CTRNCNEWEQ | A | Test4952 | 4996 | C | NOS.
TN12M40V02:40-CHANNEL MULTIPLEXING BOARD WITH VOA(C_ODD,196. | I028269 | CTRNCNEWEQ | A | Test4953 | 4997 | C | NOS.
TN13OBU101:C-BAND OPTICAL BOOSTER UNIT(MAX -4DBM IN AND 16DB | I028270 | CTRNCNEWEQ | A | Test4954 | 4998 | C | NOS.
TN13OAU101:C-BAND OPTICAL AMPLIFIER UNIT(MAX 0DBM IN AND 20D | I028271 | CTRNCNEWEQ | A | Test4955 | 4999 | C | NOS.
TN96NS4T31:100GBIT/S LINE SERVICE PROCESSING BOARD(SLH,SDFEC | I028272 | CTRNCNEWEQ | A | Test4956 | 5000 | C | NOS.
TN55TTX:10 X 10G TRIBUTARY SERVICE PROCESSING BOARD | I028273 | CTRNCNEWEQ | A | Test4957 | 5001 | C | NOS.
OSX010N01:OPTICAL TRANSCEIVER,SFP+,1310NM,8.5GB/S-11.1GB/S W | I028274 | CTRNCNEWEQ | A | Test4958 | 5002 | C | NOS.
C1025BL00:POWER CABLE,450V/750V,60227 IEC 02(RV),25MM^2,BLUE | I028275 | CTRNCNEWEQ | A | Test4959 | 5003 | C | NOS.
C1025BK00:POWER CABLE,450V/750V,60227 IEC 02(RV),25MM^2,BLAC | I028276 | CTRNCNEWEQ | A | Test4960 | 5004 | C | NOS.
C1025YG00:POWER CABLE,450V/750V,60227 IEC 02(RV),25MM^2,YELL | I028277 | CTRNCNEWEQ | A | Test4961 | 5005 | C | Mtr
F000FSL00:OPTICAL PATCH CORD | I028278 | CTRNCNEWEQ | A | Test4962 | 5006 | C | Pcs
F000FSL00:OPTICAL PATCH CORD | I028279 | CTRNCNEWEQ | A | Test4963 | 5007 | C | Pcs
OFOAPCS00:FIXED OPTICAL ATTENUATOR | I028280 | CTRNCNEWEQ | A | Test4964 | 5008 | C | Pcs
C0000FE00:TWISTED-PAIR CABLE,100OHM,CATEGORY 5E UTP,0.51MM,2 | I028281 | CTRNCNEWEQ | A | Test4965 | 5009 | C | NOS.
NSDX00ZYPC10:COMMON SCALE PC SERVER ,2CPU*2.4GHZ OR ABOVE,64 | I028282 | CTRNCNEWEQ | A | Test4966 | 5010 | C | NOS.
NATHLON25:LAPTOP,(2.5G,3M CACHE) OR ABOVE,4G OR ABOVE,320G O | I028283 | CTRNCNEWEQ | A | Test4967 | 5011 | C | NOS.
NSDBPCRACK02:NETWORK EQUIPMENT RACK (2*AC220V) FOR U2000 RAC | I028284 | CTRNCNEWEQ | A | Test4968 | 5012 | C | NOS.
WM1P0CIKVM02:KVM,KVM 4 IN 1 CONTROL MODULE,1U, 17" LED, 8 KV | I028285 | CTRNCNEWEQ | A | Test4969 | 5013 | C | NOS.
NSDP0PWARE27:COMMON PLATFORM LINUX REMOTE DUAL SERVER SYSTEM | I028286 | CTRNCNEWEQ | A | Test4970 | 5014 | C | NOS.
AR1220EVW:AR1220EVW,2GE COMBO,8GE LAN,802.11B/G/N AP,2 USB,2 | I028287 | CTRNCNEWEQ | A | Test4971 | 5015 | C | NOS.
AR0MSDE12A00:2-PORT FRACTIONAL CHANNELIZED E1/T1 WAN INTERFA | I028288 | CTRNCNEWEQ | A | Test4972 | 5016 | C | NOS.
RJ45-DB9-3M:RJ45-TO-DB9,ADAPTER CONSOLE CABLE,3M | I028289 | CTRNCNEWEQ | A | Test4973 | 5017 | C | NOS.
TOOL CHEST 8-DRAWER 101CM | I028305 | CTOOLS | A | Test4974 | 5018 | C | NOS.
WRENCH SET GEAR 8 PCS | I028308 | CTOOLS | A | Test4975 | 5019 | C | NOS.
ECOREFLEX | I028311 | CSITEMAINT | A | Test4976 | 5020 | C | NOS.
VAPOSTOP | I028312 | CSITEMAINT | A | Test4977 | 5021 | C | NOS.
CRACK & JOINT FILLING MATERIALS | I028313 | CSITEMAINT | A | Test4978 | 5022 | C | NOS.
CONNECTING PLATE | I028314 | CSITEMAINT | A | Test4979 | 5023 | C | NOS.
FLOOR TILES | I028315 | CSITEMAINT | A | Test4980 | 5024 | C | NOS.
EMULSION PAINT | I028317 | CMISC | A | Test4981 | 5025 | C | NOS.
DESKTOP PC WITHOUT MONITOR (SL119) | I028319 | SPCSYSTM | A | Test4982 | 5026 | C | NOS.
LED 40" TV (SL119) | I028320 | SDISPDVCS | A | Test4983 | 5027 | C | NOS.
[AR3100] NET SHELTR SX42U 600MM X 1070MM DEEP ENCL. W/ SIDES | I028323 | CDHIDATEQ | A | Test4984 | 5028 | C | NOS.
NIPPON BODELAC 9000 (B9E1) 9016 | I028324 | CSITEMAINT | A | Test4985 | 5029 | C | NOS.
NIPPON SUPER VINILEX (VLO1) 1115 | I028325 | CSITEMAINT | A | Test4986 | 5030 | C | NOS.
NIPPON SUPER VINILEX (VLO1) 8166 | I028326 | CSITEMAINT | A | Test4987 | 5031 | C | NOS.
NIPPON SUPER VINILEX (VLO1)WHITE | I028327 | CSITEMAINT | A | Test4988 | 5032 | C | NOS.
ASPIRE V5-473PG KEYBOARD | I028331 | OPCACSRS | A | Test4989 | 5033 | C | NOS.
MXK-194:MXK 1U, 4-PORT GPON,8 FE/GE,-48VDC (REQUIRES SFPS) | I028332 | COPFIBRNTWK | A | Test4990 | 5034 | C | NOS.
MXK-GPON-SFP-B+-RSSI:GPON SFP B+OPTICS, SUPPORTS DIGITAL RS | I028333 | COPFIBRNTWK | A | Test4991 | 5035 | C | NOS.
MXK-CHASSIS-319:MXK 3U,CHASSIS WITH INTEGRATED,REMOVABLE FAN | I028334 | COPFIBRNTWK | A | Test4992 | 5036 | C | NOS.
MXK-UPLINK-6X1GE-CLK:REQ MIN MXK 2.4.1.142; MXK UPLINK WITH | I028335 | COPFIBRNTWK | A | Test4993 | 5037 | C | NOS.
MXK-GPONX8-IO:MXK LINE CARD WITH 8 PORTS OF GPON SFP OPTICS( | I028336 | COPFIBRNTWK | A | Test4994 | 5038 | C | NOS.
SFP-FE/GE-TP-RJ45E:SFP FE/GE TP(100/1000MBPS) UP-100M W/RJ45 | I028337 | COPFIBRNTWK | A | Test4995 | 5039 | C | NOS.
WS-C4500X-16SFP+:CATALYST 4500-X 16 PORT 10G IP BASE, FRONT- | I028350 | CBRBPLEQ | A | Test4996 | 5040 | C | NOS.
CON-SNT-WSC16SFX:SNTC-8X5XNBD CATALYST 4500-X 16 PORT 10G IP | I028351 | CBRBPLEQ | A | Test4997 | 5041 | C | NOS.
C4KX-PWR-750AC-R/2:CATALYST 4500X 750W AC FRONT TO BACK COOL | I028352 | CBRBPLEQ | A | Test4998 | 5042 | C | NOS.
C4KX-NM-BLANK:CATALYST 4500X NETWORK MODULE BLANK | I028353 | CBRBPLEQ | A | Test4999 | 5043 | C | NOS.
S45XUK9-39E:CAT4500-X UNIVERSAL CRYPTO IMAGE | I028354 | CBRBPLEQ | A | Test5000 | 5044 | C | NOS.
CAB-CONSOLE-RJ45:CONSOLE CABLE 6FT WITH RJ45 AND DB9F | I028355 | CBRBPLEQ | A | Test5001 | 5045 | C | NOS.
SFP-H10GB-CU5M=:10GBASE-CU SFP+ CABLE 5 METER | I028356 | CBRBPLEQ | A | Test5002 | 5046 | C | NOS.
SFP-H10GB-CU3M=:10GBASE-CU SFP+ CABLE 3 METER | I028357 | CBRBPLEQ | A | Test5003 | 5047 | C | NOS.
PVC BEND 90° THAI 3"70MM | I028360 | CINSTMAT | A | Test5004 | 5048 | C | NOS.
PVC BEND 90° THAI 4"*87MM | I028361 | CINSTMAT | A | Test5005 | 5049 | C | NOS.
L-3CFB100M GRN:75 LOW LOSS COAXIAL CABLE | I028364 | CINSTMAT | A | Test5006 | 5050 | C | NOS.
BCP-A3F(100PCS):75 BNC CRIMP PLUG (FORL-3CFB) | I028365 | CINSTMAT | A | Test5007 | 5051 | C | NOS.
TC-1:CRIMP TOOL | I028366 | CTOOLS | A | Test5008 | 5052 | C | NOS.
TCD-35CA:DIE SET FOR BCP-A3 | I028367 | CINSTMAT | A | Test5009 | 5053 | C | NOS.
BET-12:BNC EXTRACTION TOOL, 12 INCH LENGTH (APPROX.30.5CM) | I028368 | CINSTMAT | A | Test5010 | 5054 | C | NOS.
IMPORTANT INFORMATION (ENGLISH) | I028372 | OSTNMAT | A | Test5011 | 5055 | C | NOS.
GALAXY J1 (SMJ120G/DS) GOLD | I028374 | POSG12 | A | Test5012 | 5056 | A | NOS.
GALAXY J1 (SM-J120G/DS) BLACK | I028375 | POSG12 | A | Test5013 | 5057 | A | NOS.
GALAXY J1 (SM-J120G/DS) WHITE | I028376 | POSG12 | A | Test5014 | 5058 | A | NOS.
GALAXY J2 (SM-J210F/DD) GOLD | I028377 | POSG12 | A | Test5015 | 5059 | A | NOS.
GALAXY J2 (SM-J210F/DD) BLACK | I028378 | POSG12 | A | Test5016 | 5060 | A | NOS.
GALAXY J2 (SM-J210F/DD) SILVER | I028379 | POSG12 | A | Test5017 | 5061 | A | NOS.
GALAXY J2 PRIME(SM-G532G/DD)BLK | I028380 | POSG12 | A | Test5018 | 5062 | A | NOS.
GALAXY J2 PRIME(SM-G532G/DD)GOLD | I028381 | POSG12 | A | Test5019 | 5063 | A | NOS.
GALAXY J5 (SM-J500F/DD) WHITE | I028382 | POSG12 | A | Test5020 | 5064 | A | NOS.
GALAXY J5 (SM-J500F/DD) BLACK | I028383 | POSG12 | A | Test5021 | 5065 | A | NOS.
GALAXY J7(SM-J710FN/DD)BLACK | I028386 | POSG12 | A | Test5022 | 5066 | A | NOS.
GALAXY J7(SM-J710FN/DD)WHITE | I028387 | POSG12 | A | Test5023 | 5067 | A | NOS.
BARROW WHEEL NORMAL | I028389 | CTOOLS | A | Test5024 | 5068 | C | NOS.
FUJIKURA FH-60-250 FIBER HOLDER (PAIR) | I028390 | COPFIBRNTWK | A | Test5025 | 5069 | C | NOS.
FUJIKURA FH-60-900 FIBER HOLDER (PAIR) | I028391 | COPFIBRNTWK | A | Test5026 | 5070 | C | NOS.
FUJIKURA BTR-10 BATTERY PACK | I028392 | COPFIBRNTWK | A | Test5027 | 5071 | C | NOS.
KINGFISHER SM SMALL POCKET 9000 FIBER TESTER KIT KI-TK056 | I028393 | COPFIBRNTWK | A | Test5028 | 5072 | C | NOS.
FIS MINI BASIC FIBER OPTIC KIT (PART NUMBER: F10053MSB) | I028397 | COPFIBRNTWK | A | Test5029 | 5073 | C | NOS.
FIS BACKPACK BASIC FIBER OPTIC TOOL KIT W/GREENLEE TOOLS | I028398 | COPFIBRNTWK | A | Test5030 | 5074 | C | NOS.
TRACKING DEVICE XE-XT009 | I028402 | OMISC | A | Test5031 | 5075 | C | NOS.
ZNID-GPON-2426A-UK:GPON ONT,INDOOR,2 POTS,4 GE,WIFI (INT | I028405 | OMODROUT | A | Test5032 | 5076 | C | NOS.
19" RACK MOUNT OPTICAL DISTRIBUTION FRAME 24-PORT WITH SC SM | I028416 | CSRVRKS | A | Test5033 | 5077 | C | NOS.
SC SIMPLEX PIGTAIL 1M | I028417 | CINSTMAT | A | Test5034 | 5078 | C | NOS.
SUN-PS-SF60:HEAT SHRINK SNGL SPLICE FIBER SLEEVE 1.5MMX60MM1 | I028418 | CINSTMAT | A | Test5035 | 5079 | C | NOS.
OUTDOOR 24 CORE FIBER OPTIC BOX | I028419 | CINSTMAT | A | Test5036 | 5080 | C | NOS.
24 CORE FIBER OPTIC SPLICE CLOSURE | I028420 | CINSTMAT | A | Test5037 | 5081 | C | NOS.
FUSION SPLICER FUJIKURA 12S-C WITH CT-06C | I028423 | CTOOLS | A | Test5038 | 5082 | C | NOS.
SWITCH BILGE W/ALARM | I028432 | OSPRVEHBT | A | Test5039 | 5083 | C | NOS.
SUN-PLC108-2L1-SC-C:PLC SPLITTER | I028438 | COPFIBRNTWK | A | Test5040 | 5084 | C | NOS.
SUN-OCC-TT-I38O50:TRANSPARENCY TUBE | I028439 | COPFIBRNTWK | A | Test5041 | 5085 | C | Mtr
SUN-ODB-RM2C-48SC:FIBER OPTIC TERMINAL BOX | I028440 | COPFIBRNTWK | A | Test5042 | 5086 | C | NOS.
SUN-ODB-RM2C-24SC:FIBER OPTIC TERMINAL BOX | I028441 | COPFIBRNTWK | A | Test5043 | 5087 | C | NOS.
LED STRIP:A5050-60-RGB-V12-NWP | I028445 | CSITEMAINT | A | Test5044 | 5088 | C | NOS.
LED STRIP:A2835-120-WW-V12-NWP | I028446 | CSITEMAINT | A | Test5045 | 5089 | C | NOS.
LED STRIP:A2835-120-W-V12-NWP | I028447 | CSITEMAINT | A | Test5046 | 5090 | C | NOS.
POWER SUPPLY:NES-150-12V | I028448 | CSITEMAINT | A | Test5047 | 5091 | C | NOS.
POWER SUPPLY:NES-200-12V | I028449 | CSITEMAINT | A | Test5048 | 5092 | C | NOS.
POWER SUPPLY:NES-350-12V | I028450 | CSITEMAINT | A | Test5049 | 5093 | C | NOS.
REMOTE:FUT096 | I028451 | CSITEMAINT | A | Test5050 | 5094 | C | NOS.
CONTROLLER:FUT037 | I028452 | CSITEMAINT | A | Test5051 | 5095 | C | NOS.
AMPLIFIER:HA-24A | I028453 | CSITEMAINT | A | Test5052 | 5096 | C | NOS.
ALUMINUM PROFILE:C002 | I028454 | CSITEMAINT | A | Test5053 | 5097 | C | NOS.
ALUMINUM PROFILE:C003A | I028455 | CSITEMAINT | A | Test5054 | 5098 | C | NOS.
STRIP CONNECTORS:N2P-8 | I028456 | CSITEMAINT | A | Test5055 | 5099 | C | NOS.
STRIP CONNECTORS:N4P-10 | I028457 | CSITEMAINT | A | Test5056 | 5100 | C | NOS.
STRIP CONNECTORS:M2T-2P-8 | I028458 | CSITEMAINT | A | Test5057 | 5101 | C | NOS.
STRIP CONNECTORS:M2T-4P-10 | I028459 | CSITEMAINT | A | Test5058 | 5102 | C | NOS.
LED HIPPPO CONNECTORS:M-1T2 | I028460 | CSITEMAINT | A | Test5059 | 5103 | C | NOS.
LED HIPPPO CONNECTORS:M-2T4 | I028461 | CSITEMAINT | A | Test5060 | 5104 | C | NOS.
LED HIPPPO CONNECTORS:DB-2T2 | I028462 | CSITEMAINT | A | Test5061 | 5105 | C | NOS.
LED HIPPPO CONNECTORS:DA-1T2 | I028463 | CSITEMAINT | A | Test5062 | 5106 | C | NOS.
LED HIPPPO CONNECTORS:B8-2P-20 | I028464 | CSITEMAINT | A | Test5063 | 5107 | C | NOS.
LED HIPPPO CONNECTORS:A10-2P-20 | I028465 | CSITEMAINT | A | Test5064 | 5108 | C | NOS.
LED HIPPPO CONNECTORS:A10-4P-20 | I028466 | CSITEMAINT | A | Test5065 | 5109 | C | NOS.
LED HIPPPO CONNECTORS:B10-4P-20 | I028467 | CSITEMAINT | A | Test5066 | 5110 | C | NOS.
ALUMINUM PROFILE:CX-A10075 | I028468 | CSITEMAINT | A | Test5067 | 5111 | C | NOS.
ALUMINUM PROFILE:CX-A10075 | I028469 | CSITEMAINT | A | Test5068 | 5112 | C | NOS.
ALUMINUM PROFILE:CX-A10075 | I028470 | CSITEMAINT | A | Test5069 | 5113 | C | NOS.
ALUMINUM PROFILE:CX-A10075 | I028471 | CSITEMAINT | A | Test5070 | 5114 | C | NOS.
ACCESSORIES(LIGHT ASSEMBLY PARTS):C5075-S | I028472 | CSITEMAINT | A | Test5071 | 5115 | C | NOS.
ACCESSORIES(LIGHT ASSEMBLY PARTS):IC10075 | I028473 | CSITEMAINT | A | Test5072 | 5116 | C | NOS.
ACCESSORIES(LIGHT ASSEMBLY PARTS):SW-018-R | I028474 | CSITEMAINT | A | Test5073 | 5117 | C | NOS.
LED STRIP:A3014-288-CCT-V24-NWP | I028475 | CSITEMAINT | A | Test5074 | 5118 | C | NOS.
LED STRIP:A3014-288-CCT-V24-NWP | I028476 | CSITEMAINT | A | Test5075 | 5119 | C | NOS.
LED STRIP:A3014-288-CCT-V24-NWP | I028477 | CSITEMAINT | A | Test5076 | 5120 | C | NOS.
LED STRIP:A3014-288-CCT-V24-NWP | I028478 | CSITEMAINT | A | Test5077 | 5121 | C | NOS.
CONTROLLER:FUT035 | I028479 | CSITEMAINT | A | Test5078 | 5122 | C | NOS.
REMOTE:FUT007 | I028480 | CSITEMAINT | A | Test5079 | 5123 | C | NOS.
POWER SUPPLY:P-30W-24V | I028481 | CSITEMAINT | A | Test5080 | 5124 | C | NOS.
IT048701 CANARE TS100E:COAXIAL CABLE STRIPPER | I028483 | CTOOLS | A | Test5081 | 5125 | C | NOS.
IT048739 CANARE CB03:STRAIN RELIEF BUSH, GREEN | I028484 | CTOOLS | A | Test5082 | 5126 | C | NOS.
CORNER RULER ALUMINIUM LABEL 250X150MM | I028506 | CTOOLS | A | Test5083 | 5127 | C | NOS.
901-R310-XX02:ZONEFLEX R310,DUAL BAND 802.11AC INDOOR ACC PO | I028511 | SWIFIEQUIP | A | Test5084 | 5128 | C | NOS.
901-T300-XX01:ZONEFLEX T300, OUTDOOR ACCESS POINT | I028512 | SWIFIEQUIP | A | Test5085 | 5129 | C | NOS.
VB-400/ODU/F35U/EXT:VB-400 ODU, CONNECTORIZED FOR EXT ANTENN | I028515 | CINSTMAT | A | Test5086 | 5130 | C | NOS.
VB-400/IDUH/2ETH/HP:IDU-H, 2 X ETHERNET PORTS, 1000 BASET IN | I028516 | CINSTMAT | A | Test5087 | 5131 | C | NOS.
VB-400H/ODU/F54U/EXT:VIBICOM-400H ODU, CONNECTORIZED FOR EXT | I028517 | CINSTMAT | A | Test5088 | 5132 | C | NOS.
SUN-OCC-288SMC:FIBER OPTIC CROSS-CONNECT CABINET | I028528 | SMODROUT | A | Test5089 | 5133 | C | NOS.
SUN-SC-SM-AD:FIBER OPTIC ADAPTOR | I028529 | SMODROUT | A | Test5090 | 5134 | C | NOS.
SUN-SC-3M-SM-SX-0.9P:FIBER OPTIC PIGTAIL | I028530 | SMODROUT | A | Test5091 | 5135 | C | NOS.
CAB-CONSOLE-USB:CON CBLE 6 FT WITH USB TYPE A & MINI-B(SL130 | I028532 | SMODROUT | A | Test5092 | 5136 | C | NOS.
WS-C2960X-24PD-L:GIGE POE 370W,2X10G SFP+LAN BASE(SL130) | I028533 | SMODROUT | A | Test5093 | 5137 | C | NOS.
CON-SNT-WSC604DL:SNTC-8X5XNBD CATALYST 2960-X 24 G(SL130) | I028534 | SMODROUT | A | Test5094 | 5138 | C | NOS.
C2960X-STACK:CATALYST 2960X FLEXSTACK PLUS STACKIN MOD(SL130 | I028535 | SMODROUT | A | Test5095 | 5139 | C | NOS.
CAB-STK-E-0.5M:CISCO FLEXSTACK 50CM STACKING CABLE(SL130) | I028536 | SMODROUT | A | Test5096 | 5140 | C | NOS.
WS-C3850-24S-S:CISCO CATALYST 3850 24P GE SFP IP BASE(SL130) | I028537 | SMODROUT | A | Test5097 | 5141 | C | NOS.
CON-SNT-WSC3854S:SNTC-8X5XNBD CISCO CATALYST 3850 24P(SL130) | I028538 | SMODROUT | A | Test5098 | 5142 | C | NOS.
S3850UK9-36E:CAT3850 UNIVERSAL K9 IMAGE(SL130) | I028539 | SMODROUT | A | Test5099 | 5143 | C | NOS.
CAB-TA-UK:UK AC TYPE A POWER CABLE(SL130) | I028540 | SMODROUT | A | Test5100 | 5144 | C | NOS.
STACK-T1-50CM:50CM TYPE 1 STACKING CABLE(SL130) | I028541 | SMODROUT | A | Test5101 | 5145 | C | NOS.
CAB-SPWR-30CM:CATALYST 3750X & 3850 STACK POWER CBL(SL130) | I028542 | SMODROUT | A | Test5102 | 5146 | C | NOS.
PWR-C1-350WAC:350W AC CONFIG 1 POWER SUPPLY(SL130) | I028543 | SMODROUT | A | Test5103 | 5147 | C | NOS.
PWR-C1-BLANK:CONFIG 1 POWER SUPPLY BLANK(SL130) | I028544 | SMODROUT | A | Test5104 | 5148 | C | NOS.
GLC-LH-SMD=CISCO(1000BASE-LX/LH SFP TRANSCEIVER MODULE(SL130 | I028545 | SMODROUT | A | Test5105 | 5149 | C | NOS.
HOSE FOR DCP/6KG FIRE EXTINGUISHERS | I028547 | OHEALTHSAFETY | A | Test5106 | 5150 | C | NOS.
12V 100AH KOBA SEALED MF CALCIUM BATTERY | I028550 | OPWR SYSTEM | A | Test5107 | 5151 | C | NOS.
CORNER MOUNT BRACKET (SMALL ) | I028553 | CANTMAST | A | Test5108 | 5152 | C | NOS.
CORNER MOUNT BRACKET (BIG) | I028554 | CANTMAST | A | Test5109 | 5153 | C | NOS.
C3850-NM-BLANK: CISCO CATALYST 3850 NET MOD BLANK (SL130) | I028555 | SMODROUT | A | Test5110 | 5154 | C | NOS.
420-2P-DW00-75:DOUBLE BLACK CLAMP 7-8.5MM | I028559 | CINSTMAT | A | Test5111 | 5155 | C | NOS.
716M-SCF12-D01:RFS 7/16 DIN MALE CONNECTOR FOR 1/2" COAXIAL | I028560 | CINSTMAT | A | Test5112 | 5156 | C | NOS.
716MR-SCF12-C02:RFS 7/16 DIN MALE CONNECTOR FOR 1/2" COAXIAL | I028562 | CINSTMAT | A | Test5113 | 5157 | C | NOS.
INSULATED COPPER TAPE | I028566 | CLGTSPSP | A | Test5114 | 5158 | C | Mtr
B50A: RESCUCENDER | I028572 | CTOOLS | A | Test5115 | 5159 | C | NOS.
B17ARN: ASCENSION | I028573 | CTOOLS | A | Test5116 | 5160 | C | NOS.
D200SN: I’DS | I028574 | CTOOLS | A | Test5117 | 5161 | C | NOS.
M34AB PL: CARABINER AM'D PIN-LOCK | I028575 | CTOOLS | A | Test5118 | 5162 | C | NOS.
P61: PRO TRAXION | I028576 | CTOOLS | A | Test5119 | 5163 | C | NOS.
P58SO: SWIVEL OPEN | I028577 | CTOOLS | A | Test5120 | 5164 | C | NOS.
M60AD 12: DJINN AXESS | I028578 | CTOOLS | A | Test5121 | 5165 | C | NOS.
A0020-002-001-001-001-1:IG 4200-1000 CONCURRENT DEVICE(SL130 | I028582 | SMODROUT | A | Test5122 | 5166 | C | NOS.
A0022-001-001-001-001-1:ACCOUNT PRINTER AP2100(SL130) | I028583 | SPRNTRS | A | Test5123 | 5167 | C | NOS.
A0022-004-001-001-001-1:PRINTER PAPER FOR AP2100X10(SL130) | I028584 | SSTNMAT | A | Test5124 | 5168 | C | NOS.
P01-S104-XX00:SMARTZONE 100 WITH 4 GIGE PORTS(SL130) | I028585 | SMODROUT | A | Test5125 | 5169 | C | NOS.
901-R710-XX00:ZONEFLEX R710 DUAL-BAND 802.11ABGN/AC (SL130) | I028586 | SMODROUT | A | Test5126 | 5170 | C | NOS.
902-0120-0000:SECURE MOUNTING BRACKET FOR ZONEFLEX R71(SL130 | I028587 | SINSTMAT | A | Test5127 | 5171 | C | NOS.
3BA23275AB: ARMADA DAUGHTER BOARD (SL130) | I028591 | SPABXSPR | A | Test5128 | 5172 | C | NOS.
3EH73042AC: AFU-1 CARD(SL130) | I028592 | SPABXSPR | A | Test5129 | 5173 | C | NOS.
3BA03215AA: GENERIC POWER CORD(SL130) | I028593 | SPABXSPR | A | Test5130 | 5174 | C | NOS.
3EH75001AB: MR3 MOUNTING KIT(SL130) | I028594 | SPABXSPR | A | Test5131 | 5175 | C | NOS.
3EH76034AA: BLIND SLOT STIFFENER(SL130) | I028595 | SPABXSPR | A | Test5132 | 5176 | C | NOS.
3EU27009AA: 4XV24 OVER IP BOX (230V) (SL130) | I028596 | SPABXSPR | A | Test5133 | 5177 | C | NOS.
3BA00742AA: OMNIPCX ENTERPRISE*80 CS-2/MR3 230V(SL130) | I028597 | SPABXSPR | A | Test5134 | 5178 | C | NOS.
LTE/3G/2G WINGLE- E8372H-153 | I028603 | POSG02 | A | Test5135 | 5179 | C | NOS.
TOOLS STORAGE BAGPACK 48228200 | I028624 | CTOOLS | A | Test5136 | 5180 | C | NOS.
WRENCH GEAR 12MM | I028625 | CTOOLS | A | Test5137 | 5181 | C | NOS.
WRENCH GEAR 10MM | I028626 | CTOOLS | A | Test5138 | 5182 | C | NOS.
WRENCH GEAR 9MM | I028627 | CTOOLS | A | Test5139 | 5183 | C | NOS.
COMBINATION SPANNER 24MM | I028628 | CTOOLS | A | Test5140 | 5184 | C | NOS.
STANDARD ROUND HEAD RATCHET 1/2IN (13MM) | I028629 | CTOOLS | A | Test5141 | 5185 | C | NOS.
BITDRIL PERCUSN 1/4X6" | I028630 | CTOOLS | A | Test5142 | 5186 | C | NOS.
BIT DRIL PERCUSN 5/16X6" | I028631 | CTOOLS | A | Test5143 | 5187 | C | NOS.
BITDRIL PERCUSN 3/8X6" | I028632 | CTOOLS | A | Test5144 | 5188 | C | NOS.
BIT DRIL PERCUSN 1/2X6" | I028633 | CTOOLS | A | Test5145 | 5189 | C | NOS.
BIT DRILL HEXSHANK 6PC | I028634 | CTOOLS | A | Test5146 | 5190 | C | NOS.
PLIER DIAGONAL 4" ½ | I028635 | CTOOLS | A | Test5147 | 5191 | C | NOS.
HACKSAW, MINI FRAME 6" | I028636 | CTOOLS | A | Test5148 | 5192 | C | NOS.
SCREWDRIVER SET | I028637 | CTOOLS | A | Test5149 | 5193 | C | NOS.
CABLE TRAY 12"*8'(SL122) | I028643 | SINSTMAT | A | Test5150 | 5194 | C | NOS.
XL220:ORCHID PHONE | I028644 | STELEEQ | A | Test5151 | 5195 | C | NOS.
GI THREAD ROD 8MM(SL122) | I028645 | SINSTMAT | A | Test5152 | 5196 | C | NOS.
BLACK NUT 8MM(SL122) | I028646 | SINSTMAT | A | Test5153 | 5197 | C | NOS.
GI DROP IN ANCHOR 8MM(SL122) | I028647 | SINSTMAT | A | Test5154 | 5198 | C | NOS.
GI WASHER 8MM(SL122) | I028648 | SINSTMAT | A | Test5155 | 5199 | C | NOS.
OPTICAL PON POWER METER-GPN80 | I028649 | CTOOLS | A | Test5156 | 5200 | C | NOS.
CABLE MANAGEMENT PANEL METAL, 1U BLACK | I028676 | SINSTMAT | A | Test5157 | 5201 | C | NOS.
FIBER OPTIC PATCH CORD LC-SC DUPLEX SM 9/125UM 2.0MM 15M | I028677 | SINSTMAT | A | Test5158 | 5202 | C | NOS.
PVC CABLE TRAY 8FT/200MM | I028678 | SINSTMAT | A | Test5159 | 5203 | C | NOS.
AIR CURTAIN | I028681 | CSITEMAINT | A | Test5160 | 5204 | C | NOS.
JOYBOX - ANDREDO 2560 | I028682 | POSG60 | A | Test5161 | 5205 | A | NOS.
PT-P950NW:PROFESSIONAL LABEL PRINTER[BROTHER] | I028690 | CMISC | A | Test5162 | 5206 | C | NOS.
DHIRAAGU FLAGS | I028691 | OMISC | A | Test5163 | 5207 | C | NOS.
JG925A HP 1920-24G-POE+ (180W) SWITCH | I028693 | SSRVRACS | A | Test5164 | 5208 | C | NOS.
JG920A HP 1920-8G SWITCH | I028694 | SSRVRACS | A | Test5165 | 5209 | C | NOS.
J9856A HP 2530-24G-2SFP+ SWITCH | I028695 | SSRVRACS | A | Test5166 | 5210 | C | NOS.
SCANSNAP IX500 | I028696 | CMISC | A | Test5167 | 5211 | C | NOS.
DELL OPTIPLEX 5040 SFF | I028697 | CMISC | A | Test5168 | 5212 | C | NOS.
HP COLOR LASERJET PRO M402DN | I028698 | CMISC | A | Test5169 | 5213 | C | NOS.
HP LASERJET PRO M452DN | I028699 | CMISC | A | Test5170 | 5214 | C | NOS.
CANON INKJET PRINTER IX6870 (A3) | I028700 | CMISC | A | Test5171 | 5215 | C | NOS.
RK-ZFR310:RUCKUS ZONEFLEX R310 2.4/5GHZ INDOOR ACCESS POINT | I028701 | SMODROUT | A | Test5172 | 5216 | C | NOS.
RK-R710-MB:RUCKUS MOUNTING BRACKET FOR R710, R500, R510R600, | I028702 | SINSTMAT | A | Test5173 | 5217 | C | NOS.
ACER SWIFT SF713-51-M9HV | I028703 | CLPTPCMPT | A | Test5174 | 5218 | C | NOS.
KEYBOARD FOR JOYBOX | I028708 | POSG60 | A | Test5175 | 5219 | A | NOS.
SUPERFLEX JUMPER CABLE SCF12-50J L=500M | I028711 | CMOBSWEQ | A | Test5176 | 5220 | C | Mtr
WD 3.5” INT HDD 4TB (PURPLE) SATA 6GB(MS040) | I028713 | SPCACSRS | A | Test5177 | 5221 | C | NOS.
CANON LASER PRINTER LBP 6230DN | I028715 | CSTNMAT | A | Test5178 | 5222 | C | NOS.
GXV3674 FHD VF:FHD IR VARIFOLCAL LENS CAMERA OUTDOOR | I028718 | OCRITICAL-ITEMS | A | Test5179 | 5223 | C | NOS.
TRBOXTER0991BT05 - ELECTRIC WINCH BT 990 KG | I028719 | CANTMAST | A | Test5180 | 5224 | C | NOS.
TRBOXTER0991VV05 - ELECTRIC WINCH VV 990 KG | I028720 | CANTMAST | A | Test5181 | 5225 | C | NOS.
TF2 - GROOVED DRUM TRB500/960 | I028721 | CANTMAST | A | Test5182 | 5226 | C | NOS.
FCTRBOXTER :LIMIT SWITCH FOR TRBOXTER | I028722 | CANTMAST | A | Test5183 | 5227 | C | NOS.
RPC2 - ROPE PRESS ROLL | I028723 | CANTMAST | A | Test5184 | 5228 | C | NOS.
MC2-LIMIT SWITCH | I028724 | CANTMAST | A | Test5185 | 5229 | C | NOS.
CHANTIERBOXTER2 - TUBULAR FRAME FOR TRBOXTER 6 | I028725 | CANTMAST | A | Test5186 | 5230 | C | NOS.
SS BRACKET 18" X 20" | I028726 | CINSTMAT | A | Test5187 | 5231 | C | NOS.
SS BRACKET 18" X 18" | I028727 | CINSTMAT | A | Test5188 | 5232 | C | NOS.
SS COACH SCREWS | I028728 | CINSTMAT | A | Test5189 | 5233 | C | NOS.
SS FIXING | I028729 | CINSTMAT | A | Test5190 | 5234 | C | NOS.
WALL PLUG M12 | I028730 | CINSTMAT | A | Test5191 | 5235 | C | NOS.
DELL NETWORKING N2048P, L2, POE+, 48X 1GBE + 2X 10GBE | I028731 | OCRITICAL-ITEMS | A | Test5192 | 5236 | C | NOS.
DELL NETWORKING N2024P, L2, POE+, 24X 1GBE + 2X 10GBE | I028732 | OCRITICAL-ITEMS | A | Test5193 | 5237 | C | NOS.
ZNID-GPON-2608T:INDOOR GPON ONT, 0XPOTS, 8XGE(POE) | I028742 | OCRITICAL-ITEMS | A | Test5194 | 5238 | C | NOS.
ELECTRIC CABLE FLEXIBLE 3CX6MM-100MTR | I028744 | OPWR SYSTEM | A | Test5195 | 5239 | C | NOS.
901-R310-XX02ZONEFLEX R310, DUAL BAND 802.11AC INDOOR AP | I028750 | OMODROUT | A | Test5196 | 5240 | C | NOS.
55” FULL HD LED VIDEOWALL DISPLAY MODEL-CHRISTIE FHD-552X | I028760 | CMISC | A | Test5197 | 5241 | C | NOS.
WALL MOUNT BRACKETS FOR ABOVE DISPLAYS MODEL-WIZE | I028761 | CINSTMAT | A | Test5198 | 5242 | C | Nos.
INTERACTIVE KIT MODEL-CHRISTIE IKIT | I028762 | CMISC | A | Test5199 | 5243 | C | Nos.
VIDEOWALL PROCESSOR MODEL CHRISTIE PHOENIX(5NODES) | I028763 | CMISC | A | Test5200 | 5244 | C | Nos.
HDMI EXTENDERS | I028764 | CMISC | A | Test5201 | 5245 | C | NOS.
RACK MOUNTABLE PC WITH GRAPHICS CARD | I028765 | CLPTPCMPT | A | Test5202 | 5246 | C | NOS.
86” ULTRA HD LED DISPLAY PANEL MODEL-LG6UH5C (PORTRAIT) | I028766 | CMISC | A | Test5203 | 5247 | C | NOS.
POP OUT WALL MOUNT BRACKETS FOR ABOVE DISPLAYS | I028767 | CINSTMAT | A | Test5204 | 5248 | C | NOS.
CABLES AND CONNECTORS | I028768 | CINSTMAT | A | Test5205 | 5249 | C | Nos.
36U SERVER RACK WITH KVM SWITCH | I028769 | CSRVRKS | A | Test5206 | 5250 | C | NOS.
3BH11760AC:WALLBOARD PANEL PC42" | I028771 | SPABXSPR | A | Test5207 | 5251 | C | NOS.
HP SPS-ASSY 4GB FC DISK SHELF IO | I028773 | OSRVRACS | A | Test5208 | 5252 | C | NOS.
SUN-PS-SF60:HEAT SHRINK SNGL SPLICE FIBER SLEEVE 1.5MMX60MM1 | I028779 | OCRITICAL-ITEMS | A | Test5209 | 5253 | C | NOS.
SUN-SC-SM-AD:SC/PC SIMPLEX FIBER OPTIC ADAPTOR | I028781 | OCRITICAL-ITEMS | A | Test5210 | 5254 | C | NOS.
SUN-ODN-F:FTTH TERMINAL BOX | I028782 | OCRITICAL-ITEMS | A | Test5211 | 5255 | C | NOS.
3BA00558AA MIGRATION PACK IO2N(MS041) | I028785 | SPABXSPR | A | Test5212 | 5256 | C | NOS.
3BA03189AA:MAJOR MIGRATION PACK FOR STAND-ALONE 4400(MS041) | I028786 | SPABXSPR | A | Test5213 | 5257 | C | NOS.
3BA23124AA ISAB2 CARD: BUS CARD BTWN CPU & IO2N BOARD(MS041) | I028787 | SPABXSPR | A | Test5214 | 5258 | C | NOS.
3BA23241AA:GPA2 BOARD (MS041) | I028788 | SPABXSPR | A | Test5215 | 5259 | C | NOS.
3BA23265AD:EZ32-2 BOARD(MS041) | I028789 | SPABXSPR | A | Test5216 | 5260 | C | NOS.
3BA23266AA:EUA32 BOARD (MS041) | I028790 | SPABXSPR | A | Test5217 | 5261 | C | NOS.
3BA58020AB:CABLE TY1 64 PTS DIN-15M (MS041) | I028791 | SPABXSPR | A | Test5218 | 5262 | C | NOS.
3EU27009AA: 4XV24 OVER IP BOX (230V) (MS041) | I028792 | SPABXSPR | A | Test5219 | 5263 | C | NOS.
TAYANA SMSC HW | I028798 | CMOBSWEQ | A | Test5220 | 5264 | C | NOS.
27PCS 1/4' DRIVE SOCKETS SCREWDRIVER SET | I028800 | CTOOLS | A | Test5221 | 5265 | C | NOS.
VDE 1000V INSULATED SCREWDRIVER (-6.5 X 150) | I028801 | CTOOLS | A | Test5222 | 5266 | C | NOS.
VDE 1000V INSULATED SCREWDRIVER (-5.5X125) | I028802 | CTOOLS | A | Test5223 | 5267 | C | NOS.
VDE 1000V INSULATED SCREWDRIVER (-4.0X100) | I028803 | CTOOLS | A | Test5224 | 5268 | C | NOS.
INSULATED SCREWDRIVER PLUS PH3X150 | I028804 | CTOOLS | A | Test5225 | 5269 | C | NOS.
INSULATED SCREWDRIVER PLUS PH1X80 | I028805 | CTOOLS | A | Test5226 | 5270 | C | NOS.
VDE 1000V INSULATED SCREWDRIVER PLUS | I028806 | CTOOLS | A | Test5227 | 5271 | C | NOS.
SCREWDRIVER (-) 100/-5.0/110/5.0 89410A | I028807 | CTOOLS | A | Test5228 | 5272 | C | NOS.
SCREWDRIVER (+) #2X150 | I028808 | CTOOLS | A | Test5229 | 5273 | C | NOS.
SCREWDRIVER (+) 100/+#2/110/5.0 89407B | I028809 | CTOOLS | A | Test5230 | 5274 | C | NOS.
CERAMIC SOLDERING IRON AC 220-240V 14W ORANGE HANDLE | I028810 | CTOOLS | A | Test5231 | 5275 | C | NOS.
SOLDER WIRE 63% 250G. DIA 1.0MM- 8PK-033K | I028811 | CTOOLS | A | Test5232 | 5276 | C | NOS.
3EH73092AC:ANALOG INTERFACES SLI8-2 BOARD(SL131) | I028819 | SPABXSPR | A | Test5233 | 5277 | C | NOS.
3BA00728AA:MR1 SERVER CS-2 PACK(SL131) | I028820 | SPABXSPR | A | Test5234 | 5278 | C | NOS.
3BA03215AA: GENERIC POWER CORD(SL131) | I028821 | SPABXSPR | A | Test5235 | 5279 | C | NOS.
3EH75001AB: MR3 MOUNTING KIT(SL131) | I028822 | SPABXSPR | A | Test5236 | 5280 | C | NOS.
3EH75007AA:MOUNTING KIT FOR RACK 1(SL131) | I028823 | SPABXSPR | A | Test5237 | 5281 | C | NOS.
3EH76034AA: BLIND SLOT STIFFENER(SL131) | I028824 | SPABXSPR | A | Test5238 | 5282 | C | NOS.
3EU27009AA: 4XV24 OVER IP BOX (230V) (SL131) | I028825 | SPABXSPR | A | Test5239 | 5283 | C | NOS.
3BA00742AA: OMNIPCX ENTERPRISE*80 CS-2/MR3 230V(SL131) | I028826 | SPABXSPR | A | Test5240 | 5284 | C | NOS.
3GV27063TB: IP TOUCH 4018 PHONE EE UGREY INT(SL131) | I028827 | SPABXSPR | A | Test5241 | 5285 | C | NOS.
3MG27100WW: 8028 PREMIUM DESKPHONE INT(SL131) | I028828 | SPABXSPR | A | Test5242 | 5286 | C | NOS.
3MG27101WW:8038 PREMIUM DESKPHONE INT(SL131) | I028829 | SPABXSPR | A | Test5243 | 5287 | C | NOS.
3BA00637UB: 4059/4059EE IP USB KEYBOARD US ENGLISH(SL131) | I028830 | SPABXSPR | A | Test5244 | 5288 | C | NOS.
SIKA THINNER AG(25LTR) | I028832 | OANTMAST | A | Test5245 | 5289 | C | NOS.
PAINT RED(RAL 3000)30KG | I028833 | OANTMAST | A | Test5246 | 5290 | C | NOS.
PAINT WHITE(RAL 9010)30KG | I028834 | OANTMAST | A | Test5247 | 5291 | C | NOS.
FG-100E:20 X GE RJ45 PORTS (INCLUDING 2 X WAN PORTS, 1 X DMZ | I028840 | SMODROUT | A | Test5248 | 5292 | C | NOS.
J9779A:HP 2530-24-POE+ SWITCH | I028844 | OMODROUT | A | Test5249 | 5293 | C | NOS.
GXP1615:GRANDSTREAM SIP PHONE | I028854 | STELEEQ | A | Test5250 | 5294 | C | NOS.
60M LATTICE TOWER | I028866 | CANTMAST | A | Test5251 | 5295 | C | NOS.
D9854-IPIN-GEN-1RU:1RU WITH GEN-ISE,ASI,SDI & MPEGOIP IN&OIP | I028868 | CMODROUT | A | Test5252 | 5296 | C | NOS.
A0020-002-001-001-001-1:IG 4200-1000 CONCURRENT DEVICE(SL131 | I028869 | SMODROUT | A | Test5253 | 5297 | C | nos.
A0022-001-001-001-001-1:ACCOUNT PRINTER AP2100(SL131) | I028870 | SPRNTRS | A | Test5254 | 5298 | C | nos.
A0022-004-001-001-001-1:PRINTER PAPER FOR AP2100X10(SL131) | I028871 | sstnmat | A | Test5255 | 5299 | C | nos.
RUCKUS CONCURRENT DUAL BAND 802.11AC UNLEASHED ACCESS POINT | I028880 | CWIFIEQUIP | A | Test5256 | 5300 | C | NOS.
MT-1232:3 3 3/4 AUTORANGE DIGITAL MULTIMETER | I028885 | CTOOLS | A | Test5257 | 5301 | C | NOS.
PRO-CRIMPER MODULAR TOOL(160MM) | I028886 | CTOOLS | A | Test5258 | 5302 | C | NOS.
INTER-LOCKING & NON INSULATED TERMINAL CRIMPING TOOL | I028887 | CTOOLS | A | Test5259 | 5303 | C | NOS.
3EH04028AA:OXO CONNECT POWERCPU EE | I028891 | SPABXIMAT | A | Test5260 | 5304 | C | NOS.
FML-400E:EMAIL SECURITY APPLIANCE-4XGE RJ45 PORTS,2TB(SL134) | I028892 | SSRVRACS | A | Test5261 | 5305 | C | NOS.
FG-500D:10XGE RJ45 PORTS,8XGE SFP SLOTS,FORTIASIC NP6(SL134 | I028893 | SSRVRACS | A | Test5262 | 5306 | C | NOS.
STEEL PIPE 3" | I028902 | CINSTMAT | A | Test5263 | 5307 | C | NOS.
3HK12115AAAA:DUMMY FRONT PLATE | I028910 | CTRNCNEWEQ | A | Test5264 | 5308 | C | NOS.
3HK12118BCAA:MSS-8 10G EVO 1G PROTECTED | I028911 | CTRNCNEWEQ | A | Test5265 | 5309 | C | NOS.
3HK13003AAAA:SDH ACCESS CARD | I028912 | CTRNCNEWEQ | A | Test5266 | 5310 | C | NOS.
3HK13020ABAA:EAS-ETHERNET ACCESS SWITCH V2 | I028913 | CTRNCNEWEQ | A | Test5267 | 5311 | C | NOS.
3HK11067SDAA:MPT-HL 6U TRANSCEIVER SD | I028914 | CTRNCNEWEQ | A | Test5268 | 5312 | C | NOS.
MPT-HL BRANCHINGS (11 LINKS) | I028915 | CTRNCNEWEQ | A | Test5269 | 5313 | C | NOS.
INTEGRATION SERVICES (11 LINKS) | I028916 | CTRNCNEWEQ | A | Test5270 | 5314 | C | NOS.
EQUIPMENT ACCESSORIES (11 LINKS) | I028917 | CTRNCNEWEQ | A | Test5271 | 5315 | C | NOS.
1AK09377AAAR:DL380 G9-1XE5-2623V3(4CORE)-32GB RAM-4X300GB HD | I028918 | CTRNCNEWEQ | A | Test5272 | 5316 | C | NOS.
SPARE PARTS X 1 LOT | I028919 | CTRNCNEWEQ | A | Test5273 | 5317 | C | NOS.
3HE10820QA:5620 SAM R14 BASE PRODUCT - CLASSIC | I028920 | CTRNCNEWEQ | A | Test5274 | 5318 | C | NOS.
RACKS & SUBRACKS (11 LINKS) | I028921 | CTRNCNEWEQ | A | Test5275 | 5319 | C | NOS.
ACCESS DEVICES (11 LINKS) | I028922 | CTRNCNEWEQ | A | Test5276 | 5320 | C | NOS.
POWER SUPPLY DEVICES (11 LINKS) | I028923 | CTRNCNEWEQ | A | Test5277 | 5321 | C | NOS.
INSTALLATION MATERIAL | I028924 | CTRNCNEWEQ | A | Test5278 | 5322 | C | NOS.
SAMSUNG 24" MONITOR | I028925 | CMISC | A | Test5279 | 5323 | C | NOS.
PLUG STRAIGHT W/WPROOF 380V 3P+N+E 63A | I028927 | CPWR SYSTEM | A | Test5280 | 5324 | C | NOS.
7 IN1 MULTI-FUNCTION POCKET TOOL KEY CHAIN | I028940 | CTOOLS | A | Test5281 | 5325 | C | NOS.
FORGING CABLE CUTTER 210MM 8" | I028941 | CTRNCNEWEQ | A | Test5282 | 5326 | C | NOS.
HEAT GUN W /4PCS OF ACCESSORIES 220V/1300W | I028942 | CTRNCNEWEQ | A | Test5283 | 5327 | C | NOS.
3HK11067CAAA:6.4-7.1 GHZ CIRCULATOR | I028943 | CTRNCNEWEQ | A | Test5284 | 5328 | C | NOS.
3HK11067FCAA:FILTER 6.4-6.7 GHZ BW 32 MHZ | I028944 | CTRNCNEWEQ | A | Test5285 | 5329 | C | NOS.
3HK11067FDAA:FILTER 6.7-7.1 GHZ BW 32 MHZ | I028945 | CTRNCNEWEQ | A | Test5286 | 5330 | C | NOS.
3HK11067FJAA:REJECTION FILTER 3 CAVITIES 6.7GHZ | I028946 | CTRNCNEWEQ | A | Test5287 | 5331 | C | NOS.
3EJ09723AAAA:ANT NOT INT 4FT DP UHP XPD 6.4-7.1GHZ | I028947 | CTRNCNEWEQ | A | Test5288 | 5332 | C | NOS.
3EJ10688AAAA:ELLIPTICAL WAVEGUIDE 5.9-7.1 GHZ PREMIUM | I028948 | CTRNCNEWEQ | A | Test5289 | 5333 | C | NOS.
3EJ10701AAAA:CLAMP KIT FOR E65J & E70J | I028949 | CTRNCNEWEQ | A | Test5290 | 5334 | C | NOS.
3EJ11813AAAA:LINE KIT FOR E65 PDR70/PDR70 | I028950 | CTRNCNEWEQ | A | Test5291 | 5335 | C | NOS.
ACC137F671XX:FLEX TWIST WR137 PDR70/UDR70 L=0.6 M | I028951 | CTRNCNEWEQ | A | Test5292 | 5336 | C | NOS.
ANT6A70882:ANT NOT INT 8FT DP UHP XPD 6GHZU | I028952 | CTRNCNEWEQ | A | Test5293 | 5337 | C | NOS.
ANT6A71082:ANT NOT INT 10FT DP UHP XPD 6GHZU | I028953 | CTRNCNEWEQ | A | Test5294 | 5338 | C | NOS.
ANT6A71282:ANT NOT INT 12FT DP UHP XPD 6GHZU | I028954 | CTRNCNEWEQ | A | Test5295 | 5339 | C | NOS.
FULLY LOADED FIBER PATCH PANEL 12 PORT ODF(SC SIMPLX ADPTR) | I028996 | COPFIBRNTWK | A | Test5296 | 5340 | C | NOS.
WS-C2960X-48FPD-L: GIGE POE 740W 2X10G SFP+ LAN BASE(SL130) | I029005 | SMODROUT | A | Test5297 | 5341 | C | NOS.
CAB-ACU-RA:POWER CORD UK, RIGHT ANGLE(SL130) | I029007 | SSRVRACS | A | Test5298 | 5342 | C | NOS.
PWR-CLP:POWER RETAINER CLIP FOR CISCO 3560-C & 2960-(SL130) | I029008 | SSRVRACS | A | Test5299 | 5343 | C | NOS.
M-ASR1001X-8GB:CISCO ASR1001-X 8GB DRAM (SL134 | I029009 | ssRVRACS | A | Test5300 | 5344 | C | NOS.
ASR1001-X:CISCO ASR1001-X CHASSIS, 6 BUILT-IN GE, DUAL(SL134 | I029010 | SSRVRACS | A | Test5301 | 5345 | C | NOS.
GLC-SX-MMD:1000BASE-SX SFP TRANSCEIVER MODULE, MMF, (SL134) | I029015 | ssRVRACS | A | Test5302 | 5346 | C | NOS.
NIM-BLANK:BLANK FACEPLATE FOR NIM SLOT ON ISR 4400 (SL134) | I029016 | SSRVRACS | A | Test5303 | 5347 | C | NOS.
SPA-BLANK:BLANK COVER FOR REGULAR SPA (SL134) | I029017 | SSRVRACS | A | Test5304 | 5348 | C | NOS.
ASR1001-X-PWR-AC:CISCO ASR1001-X AC POWER SUPPLY (SL134) | I029019 | SSRVRACS | A | Test5305 | 5349 | C | NOS.
CAB-ACU:AC POWER CORD (UK), C13, BS 1363, 2.5M (SL134) | I029020 | SSRVRACS | A | Test5306 | 5350 | C | NOS.
WS-C4500X-F-16SFP+:CATALYST 4500-X 16 PORT 10G IP BASE(SL134 | I029021 | SSRVRACS | A | Test5307 | 5351 | C | NOS.
C4KX-PWR-750AC-F:CATALYST 4500X 750W AC BACK TO FRONT (SL134 | I029023 | SSRVRACS | A | Test5308 | 5352 | C | NOS.
C4KX-PWR-750AC-F/2:CATALYST 4500X 750W AC BACK TO FR (SL134) | I029024 | SSRVRACS | A | Test5309 | 5353 | C | NOS.
C4KX-NM-BLANK:CATALYST 4500X NETWORK MODULE BLANK (SL134) | I029025 | SSRVRACS | A | Test5310 | 5354 | C | NOS.
CAB-BS1363-C15-UK:BS-1363 TO IEC-C15 8FT UK (SL134) | I029026 | SINSTMAT | A | Test5311 | 5355 | C | NOS.
CAB-CON-C4K-RJ45:CONSOLE CABLE 6FT WITH RJ-45-TO-RJ-45(SL134 | I029029 | SINSTMAT | A | Test5312 | 5356 | C | NOS.
ASA5525-FPWR-BUN:ASA 5525-X WITH FIREPOWER SVCS BDL (SL134) | I029030 | SSRVRACS | A | Test5313 | 5357 | C | NOS.
ASA-RAILS:ASA 5512-X -- ASA 5555-X RAIL KIT (SL134 | I029037 | SINSTMAT | A | Test5314 | 5358 | C | NOS.
ASA-IC-B-BLANK:ASA 5525-X INTERFACE CARD BLANK SLOT C(SL134) | I029039 | SINSTMAT | A | Test5315 | 5359 | C | NOS.
ASA5500X-SSD120INC:ASA 5512-X THROUGH 5555-X 120GB (SL134) | I029040 | SSRVRACS | A | Test5316 | 5360 | C | NOS.
ASA5525-MB:ASA 5525 IPS PART NUMBER WITH WHICH PCB (SL134) | I029041 | SSRVRACS | A | Test5317 | 5361 | C | NOS.
WS-C2960XR-24TS-I:CATALYST 2960-XR 24 GIGE, 4 X 1G SFP(SL134 | I029043 | SSRVRACS | A | Test5318 | 5362 | C | NOS.
STAND LIGHT MILWAUKEE 18V | I029046 | CINSTMAT | A | Test5319 | 5363 | C | NOS.
PWR-C2-250WAC:250W AC CONFIG 2 POWER SUPPLY (SL134) | I029047 | SSRVRACS | A | Test5320 | 5364 | C | NOS.
CAB-TA-UK:UNITED KINGDOM AC TYPE A POWER CABLE (SL134) | I029048 | SINSTMAT | A | Test5321 | 5365 | C | NOS.
CAB-CONSOLE-USB:CONSOLE CABLE 6 FT WITH USB TYPE A (SL134) | I029049 | SINSTMAT | A | Test5322 | 5366 | C | NOS.
C2960X-STACK:CATALYST 2960-X FLEXSTACK PLUS STACKI MOD(SL134 | I029050 | SMODROUT | A | Test5323 | 5367 | C | NOS.
CAB-STK-E-0.5M:CISCO FLEXSTACK 50CM STACKING CABLE (SL134) | I029051 | SINSTMAT | A | Test5324 | 5368 | C | NOS.
GLC-SX-MMD=:1000BASE-SX SFP TRANSCEIVER MODULE, MMF,(SL134 | I029052 | SSRVRACS | A | Test5325 | 5369 | C | NOS.
GLC-LH-SMD=:1000BASE-LX/LH SFP TRANSCEIVER MODULE, (SL134) | I029053 | SSRVRACS | A | Test5326 | 5370 | C | NOS.
SFP-10G-SR=:10GBASE-SR SFP MODULE(SL134) | I029054 | SMODROUT | A | Test5327 | 5371 | C | NOS.
GLC-TE=:1000BASE-T SFP TRANSCEIVER MODULE FOR CATEGOR(SL134) | I029055 | SMODROUT | A | Test5328 | 5372 | C | NOS.
WS-C3850-24XU-S:CISCO CATALYST 3850 24 MGIG PORT UPOE (SL134 | I029056 | SMODROUT | A | Test5329 | 5373 | C | NOS.
PWR-C1-1100WAC:1100W AC CONFIG 1 POWER SUPPLY (SL134) | I029059 | SINSTMAT | A | Test5330 | 5374 | C | NOS.
C3850-NM-8-10G:CISCO CATALYST 3850 8 X 10GE NETWORK MO(SL134 | I029060 | SINSTMAT | A | Test5331 | 5375 | C | NOS.
PWR-C1-1100WAC/2:1100W AC CONFIG 1 SECONDARY POWER SU (SL134 | I029061 | SMODROUT | A | Test5332 | 5376 | C | NOS.
STACK-T1-50CM:50CM TYPE 1 STACKING CABLE(SL134) | I029062 | SSRVRACS | A | Test5333 | 5377 | C | NOS.
CAB-SPWR-30CM:CATALYST 3750X AND 3850 STACK POWER CB (SL134) | I029063 | SSRVRACS | A | Test5334 | 5378 | C | NOS.
SM-G950FD: SAMSUNG GALAXY S8 GOLD | I029064 | POSG12 | A | Test5335 | 5379 | A | NOS.
SM-G950FD: SAMSUNG GALAXY S8 BLACK | I029065 | POSG12 | A | Test5336 | 5380 | A | NOS.
SM-G955FD: SAMSUNG GALAXY S8 PLUS GOLD | I029066 | POSG12 | A | Test5337 | 5381 | A | NOS.
SM-G955FD: SAMSUNG GALAXY S8 PLUS BLACK | I029067 | POSG12 | A | Test5338 | 5382 | A | NOS.
SM-G955FD: SAMSUNG GALAXY S8 PLUS BLUE | I029068 | POSG12 | A | Test5339 | 5383 | A | NOS.
SCREWDRIVER SET 7PCS | I029069 | OTOOLS | A | Test5340 | 5384 | C | NOS.
FUSION SPLICER FUJIKURA 70S W/ CT-30A [SL132] | I029071 | SINSTMAT | A | Test5341 | 5385 | C | NOS.
PEN | I029089 | OSTNMAT | A | Test5342 | 5386 | C | NOS.
CAP | I029090 | OMISC | A | Test5343 | 5387 | C | NOS.
ABB MCB C20 1P SH201-C20 | I029096 | CPWR SYSTEM | A | Test5344 | 5388 | C | NOS.
ABB MCB C10 1P SH201-C10 | I029097 | CPWR SYSTEM | A | Test5345 | 5389 | C | NOS.
ABB MCB C6 1P SH201-C6 | I029098 | CPWR SYSTEM | A | Test5346 | 5390 | C | NOS.
ABB SOCKET SWITCH 13A 1GANG CS0113 | I029099 | CPWR SYSTEM | A | Test5347 | 5391 | C | NOS.
ABB SWITCH 10AX 3G 1W CSW301 | I029100 | CPWR SYSTEM | A | Test5348 | 5392 | C | NOS.
ABB SWITCH 10AX 4G 1W CSW401 | I029101 | CPWR SYSTEM | A | Test5349 | 5393 | C | NOS.
COINDIUT JUNCTION BOX 25MM 4WAY | I029102 | CMISC | A | Test5350 | 5394 | C | NOS.
VS412TM: HAGER FLUSH MOUNTING MCB BOX 48M TRANSPARENT | I029103 | CPWR SYSTEM | A | Test5351 | 5395 | C | NOS.
ENERGY SAVE GENIE DAYLIGHT 14W E27 | I029104 | CINSTMAT | A | Test5352 | 5396 | C | NOS.
ELECTRIC CABLE 1C X 2.5MM X 100MTR - GREEN | I029105 | CPWRCABLE | A | Test5353 | 5397 | C | Roll
WALL MOUNTING BOX SINGLE 3"X3" | I029106 | CINSTMAT | A | Test5354 | 5398 | C | NOS.
STEEL PIPE 2 1/2" | I029107 | CINSTMAT | A | Test5355 | 5399 | C | NOS.
WERA KK 60 RA IMREAL SCREWDRIVER 17 PCS | I029110 | ctOOLS | A | Test5356 | 5400 | C | nOS.
SELTA SOCKET SET 218 PCS 1/2", 3/8" *1/4" (45218) | I029111 | CTOOLS | A | Test5357 | 5401 | C | NOS.
KNIPEX VDE SCREWDRIVER SET 6PCS (00 20 12 VO1) | I029112 | CTOOLS | A | Test5358 | 5402 | C | NOS.
J9776A: ARUBA 2530 24G SWITCH (MS042) | I029125 | SOPFIBRNTWK | A | Test5359 | 5403 | C | NOS.
J4858C: HPE X121 1G SFP LC SX TRANSCEIVER (MS042) | I029126 | SOPFIBRNTWK | A | Test5360 | 5404 | C | NOS.
J4859C: HPE X121 1G SFP LC LX TRANSCEIVER (MS042) | I029127 | SOPFIBRNTWK | A | Test5361 | 5405 | C | NOS.
UCC5039MS-H8TRF: UNIQCODER CHASIS AND BLADES, | I029128 | CINSTMAT | A | Test5362 | 5406 | C | NOS.
SWSUPP1Y: SW SUBSCRIPTION FOR TRANSCODING PLATFORM | I029129 | CINSTMAT | A | Test5363 | 5407 | C | NOS.
UCM5002 : MIDDLEWARE CORE SERVER | I029131 | CSRVRS | A | Test5364 | 5408 | C | NOS.
UCM5002: DATABASE POWER SERVER | I029132 | CSRVRS | A | Test5365 | 5409 | C | NOS.
UCL6000: VOD CDN CORE SERVER | I029133 | CSRVRS | A | Test5366 | 5410 | C | NOS.
UCS1000: BASIC EDGE VOD SERVER AND CHENNEL PLAYOUT SERVE | I029134 | CSRVRS | A | Test5367 | 5411 | C | NOS.
UCSMS-M: UNIQMASTER-MAIN, UNIQCAST IPTV & OTT MIDDLE WARE- | I029135 | CINSTMAT | A | Test5368 | 5412 | C | NOS.
UIF-FIES: UNIQMASTER PMS, PMS INTERFACE LICENSE (PER HOTEL) | I029136 | CINSTMAT | A | Test5369 | 5413 | C | NOS.
UCDHCP/S: UNIQDHCP, DHCP SYSTEM CUSTOMIZED FOR ZERO TOUCH PR | I029137 | CINSTMAT | A | Test5370 | 5414 | C | NOS.
SWSUPP1Y: SW SUBSCRIPTION FOR VOD, CU, CDN &PLAYOUT-12 MONTH | I029140 | CINSTMAT | A | Test5371 | 5415 | C | NOS.
USS-MAIN: UNIQSTREAM-VOD STREAMING SERVER | I029141 | CSRVRS | A | Test5372 | 5416 | C | NOS.
USS-CU: UNIQSTREAM- STREAM CAPACITY LICENSE FOR VOD | I029142 | CINSTMAT | A | Test5373 | 5417 | C | NOS.
USS-GU: UNIQGUARD- DRM SYTEM TOKEN EXCHNAGE | I029143 | OINSTMAT | A | Test5374 | 5418 | C | NOS.
USS-EN: UNIQSTREAM EDGE-VOD STREAMING SERVER EDGE NODE | I029144 | CSRVRS | A | Test5375 | 5419 | C | NOS.
USS-PO: UNIQPLAYCHANEL- SOFTWARE FOR PLAYOUT | I029145 | CINSTMAT | A | Test5376 | 5420 | C | NOS.
UC-TMS: STB MONITORING SYSTEM LICENSE | I029148 | CINSTMAT | A | Test5377 | 5421 | C | NOS.
SWSUPP1Y: SW SUBSCRIPTION FOR STB MONITORING -12 MONTHS | I029149 | CMISC | A | Test5378 | 5422 | C | NOS.
10/SER: INSTALLATION AND CONFIG, FOR STB MONITORING | I029150 | CINSTMAT | A | Test5379 | 5423 | C | NOS.
UZIXINST: ZABIX | I029151 | CINSTMAT | A | Test5380 | 5424 | C | NOS.
UCM5004: CENTRAL MONITORING SERVER | I029152 | CSRVRS | A | Test5381 | 5425 | C | NOS.
901-1205-XX00:ZONEDIRECTOR 1205,LICENSED /UP-5 ZONEFLEX ACCE | I029163 | SWIFIEQUIP | A | Test5382 | 5426 | C | NOS.
909-0001-ZD12:ZONEDIRCTR 1200 SINGLE AP LIC.UPGRD SKU | I029164 | SWIFIEQUIP | A | Test5383 | 5427 | C | NOS.
J9772A: HP 2530-48G-POE+ SWITCH | I029167 | SWIFIEQUIP | A | Test5384 | 5428 | C | NOS.
J9773A:HP 2530-24G-POE+ SWITCH | I029168 | SOPFIBRNTWK | A | Test5385 | 5429 | C | NOS.
QSSVR001: QUICKSUITE- SOFTWARE SERVER | I029169 | SSRVRS | A | Test5386 | 5430 | C | NOS.
SUN-SC-1M-LC-OM1/OM2-DX-2P: FIBER OPTIC PATCHCORD (SL134) | I029177 | SOPFIBRNTWK | A | Test5387 | 5431 | C | NOS.
SUN-SC-2M-LC-OM1/OM2-DX-2P: FIBER OPTIC PATCH CORD ( SL134) | I029178 | SOPFIBRNTWK | A | Test5388 | 5432 | C | NOS.
SUN-SC-3M-LC-OM1/OM2-DX-2P: FIBER OPTIC PATCH CORD ( SL134) | I029179 | SOPFIBRNTWK | A | Test5389 | 5433 | C | NOS.
SUN-LC-1M-LC-OM1/OM2-DX-2P: FIBER OPTIC PATCH CORD ( SL134) | I029180 | SOPFIBRNTWK | A | Test5390 | 5434 | C | NOS.
AXIS M3024-LVE NETWORK CAMERA – NETWORK CCTV CAMERA ( SL134) | I029181 | SSURVLNCE | A | Test5391 | 5435 | C | NOS.
SUN-LC-2M-LC-OM1/OM2-DX-2P: FIBER OPTIC PATCH CORD ( SL134) | I029182 | SOPFIBRNTWK | A | Test5392 | 5436 | C | NOS.
SUN-LC-3M-LC-OM1/OM2-DX-2P: FIBER OPTIC PATCH CORD ( SL134) | I029183 | SOPFIBRNTWK | A | Test5393 | 5437 | C | NOS.
SUN-SC-1M-LC-SM-DX-2P: FIBER OPTIC PATCHCORD (SL134) | I029184 | SOPFIBRNTWK | A | Test5394 | 5438 | C | NOS.
SUN-SC-2M-LC-SM-DX-2P: FIBER OPTIC PATCHCORD (SL134) | I029185 | SOPFIBRNTWK | A | Test5395 | 5439 | C | NOS.
SUN-SC-3M-LC-SM-DX-2P: FIBER OPTIC PATCHCORD (SL134) | I029186 | SOPFIBRNTWK | A | Test5396 | 5440 | C | NOS.
SUN-LC-1M-LC-SM-DX-2P: FIBER OPTIC PATCHCORD (SL134) | I029187 | SOPFIBRNTWK | A | Test5397 | 5441 | C | NOS.
SUN-LC-2M-LC-SM-DX-2P: FIBER OPTIC PATCHCORD (SL134) | I029188 | SOPFIBRNTWK | A | Test5398 | 5442 | C | NOS.
SUN-LC-3M-LC-SM-DX-2P: FIBER OPTIC PATCHCORD (SL134) | I029189 | SOPFIBRNTWK | A | Test5399 | 5443 | C | NOS.
FG-200D: 18XGE RJ45 2XGE SFP DMZ PORTS | I029190 | SWIFIEQUIP | A | Test5400 | 5444 | C | NOS.
UCSUBC UNIQBOX APPLICATION LICENSE | I029199 | OMISC | A | Test5401 | 5445 | C | NOS.
UCBOXX: UNIQBOX APPLICATION LICENSE, STB APPLICATION | I029200 | OMISC | A | Test5402 | 5446 | C | NOS.
UCBOXH: UNIQHOST SERVICES LICENSE | I029201 | OMISC | A | Test5403 | 5447 | C | NOS.
UC8120:UNIQBOX,ANDROID STB W/ STD RCU 1GB RAM INCL.UC8120VMX | I029202 | OMISC | A | Test5404 | 5448 | C | NOS.
UC8120VMX: VERIMATRIX IPTV DRM LICENSE FOR STB | I029203 | OMISC | A | Test5405 | 5449 | C | NOS.
N3K-C3048TP-1GE NEXUS 3048TP-1GE 1RU 48 X 10/100/1000 AND 4 | I029204 | CMISC | A | Test5406 | 5450 | C | NOS.
CON-SNT-48TP1GE SNTC-8X5XNBD NEXUS 3048TP-1GE 1RU 48 1GE,4 1 | I029205 | cMISC | A | Test5407 | 5451 | C | NOS.
N3K-C3048-LAN1K9 NEXUS 3048 LAN ENTERPRISE LICENSE | I029206 | CMISC | A | Test5408 | 5452 | C | NOS.
DCNM-LAN-N3K-K9 DCNM FOR LANADVANCED EDT. FOR NEXUS 3000 | I029208 | CMISC | A | Test5409 | 5453 | C | NOS.
GLC-LH-SMD 1000BASE-LX/LH SFP TRANSCEIVER MODULE, MMF/SMF, | I029210 | cmISC | A | Test5410 | 5454 | C | NOS.
UCBTRCU: BLUE TOOTH RCU WITH AIRMOUSE | I029211 | OMISC | A | Test5411 | 5455 | C | NOS.
CORDLESS IMPACT DRILL DRIVER (GSB 14.4V) | I029212 | CTOOLS | A | Test5412 | 5456 | C | NOS.
BOSCH CORDLESS SCREW DRIVER IXO 3.6V | I029213 | CTOOLS | A | Test5413 | 5457 | C | NOS.
941-1300-2320-D QUADPLEXER - LTE1800, UMTS 2100, EGSM 900, | I029214 | CINSTMAT | A | Test5414 | 5458 | C | NOS.
231-700-2700-D 4X4 HYBRID: 700-2700 MHZ CONNECTORS: 7/16 DIN | I029215 | CINSTMAT | A | Test5415 | 5459 | C | NOS.
301L-3G-50-D LOW PIM (<-161DBC) 50 WATTS LOAD DC - 3 GHZ CON | I029216 | CINSTMAT | A | Test5416 | 5460 | C | NOS.
301-3G-50-D 50 WATTS LOAD, CONNECTORS: 7/16 DIN MALE DC - 3 | I029217 | cINSTMAT | A | Test5417 | 5461 | C | NOS.
301-3G-2-N 2 WATTS LOAD, CONNECTORS: TYPE N MALE DC - 3 GHZ | I029218 | CINSTMAT | A | Test5418 | 5462 | C | NOS.
H61-IPMD IP SERVICE PROCESS BOARD OF MASTER FRAME | I029219 | CMISC | A | Test5419 | 5463 | C | NOS.
TN1B8RACK03 N63B TYPE ETSI RACK (2200*600*300MM, LSZH) WITHO | I029220 | CTRNACCEQ | A | Test5420 | 5464 | C | NOS.
TN97MD201 2-PORT MULTIPLEXING AND DEMULTIPLEXING BOARD(EXTEN | I029221 | CTRNACCEQ | A | Test5421 | 5465 | C | NOS.
RI6RRUA6 OPTICAL FIBER FIXED ATTENUATOR,1310/1550NM,5DB,FC/P | I029223 | CTRNACCEQ | A | Test5422 | 5466 | C | NOS.
F361G994 FIXED OPTICAL ATTENUATOR,1310/1550+/-20NM,5DB,SC/PC | I029224 | CTRNACCEQ | A | Test5423 | 5467 | C | NOS.
JRZT6CRG PATCH CORD,LC/PC,SC/PC,SINGLE-MODE,3M,G.652D,2MM | I029225 | CTRNACCEQ | A | Test5424 | 5468 | C | NOS.
EGLXNCUJ PATCH CORD,LC/PC,FC/PC,SINGLE-MODE,3M,G.652D,2MM | I029226 | CTRNACCEQ | A | Test5425 | 5469 | C | NOS.
9O0UCQIO PATCH CORD,LC/PC,FC/PC,SINGLE-MODE,1M,G.652D,2MM | I029227 | CTRNACCEQ | A | Test5426 | 5470 | C | NOS.
TSUIGK1Z PATCH CORD,SC/PC,SC/PC,SINGLE-MODE,1M,G.652D,3MM | I029228 | CTRNACCEQ | A | Test5427 | 5471 | C | NOS.
0O1QT30O PATCH CORD,FC/PC,FC/PC,SINGLE-MODE,3M,G.652D,3MM | I029229 | CTRNACCEQ | A | Test5428 | 5472 | C | NOS.
P7S1ZPU4 PATCH CORD,LC/PC,FC/PC,SINGLE-MODE,5M,G.652D,2MM | I029230 | CTRNACCEQ | A | Test5429 | 5473 | C | NOS.
OPTIX RTN 950 (V100R007) | I029233 | CTRNCNEWEQ | A | Test5430 | 5474 | C | NOS.
OPTIX RTN 950 SPARE PART | I029240 | CTRNCNEWEQ | A | Test5431 | 5475 | C | NOS.
KM PA 680G DISPLAY STAND + KM 1003 REMOTE | I029242 | CTOOLS | A | Test5432 | 5476 | C | NOS.
ALCATEL-LUCENT OXE SOFTWARE LICENSE UPGRADE | I029243 | OPABXIMAT | A | Test5433 | 5477 | C | NOS.
NIC-HUB: EKAHAU NIC HUB (SL132) | I029244 | SOTHTELEQ | A | Test5434 | 5478 | C | NOS.
NIC-300-USB: EKAHAU NIC-300-USB (SL132) | I029245 | SMISC | A | Test5435 | 5479 | C | NOS.
ESS-PRO-8X-SW: EKAHAU SITE SURVEY 8.X PROF EDITION (SL132) | I029246 | SMISC | A | Test5436 | 5480 | C | NOS.
ESA-ONLY: EKAHAU SPACTRUM ANALYZER (SL132) | I029247 | SMISC | A | Test5437 | 5481 | C | NOS.
APC UPS 2000VA X 230 VOLT OUTPUT (SL131) | I029251 | SSRVRACS | A | Test5438 | 5482 | C | NOS.
EZCAP280 HD VIDEO CAPTURE | I029252 | CMISC | A | Test5439 | 5483 | C | NOS.
MICROSOFT SURFACE BOOK I5 8GB RAM 256GB SSD | I029255 | CLPTPCMPT | A | Test5440 | 5484 | C | NOS.
COLD & HOT STANDING RO 798 | I029256 | CMISC | A | Test5441 | 5485 | C | NOS.
WS-C2960X-48FPD-L:CATALYST 2960-X48 GIGE POE 740W,2X10G SFP | I029264 | SMODROUT | A | Test5442 | 5486 | C | NOS.
CON-SNT-WSC296XL:SNTC-8X5XNBD CATALYST 2960-X48 GIGE POE 740 | I029265 | SMODROUT | A | Test5443 | 5487 | C | NOS.
ETP 48200 POWER SYSTEM | I029279 | CPWR SYSTEM | A | Test5444 | 5488 | C | NOS.
SAMSUNG GALAXY TAB A(6) 10.1" 16GB | I029280 | CMOBHSET | A | Test5445 | 5489 | C | NOS.
FLUKE-BT521:BATTERY ANALYSER STATIONARY BATTERIES | I029282 | CTOOLS | A | Test5446 | 5490 | C | NOS.
DELL LATITUDE E7270 INTEL I7 6600U 8GB 256GB W10 PRO | I029286 | CLPTPCMPT | A | Test5447 | 5491 | C | NOS.
GVR3550:NETWORK VIDEO RECORDER (NVR) | I029287 | STELEEQ | A | Test5448 | 5492 | C | NOS.
CSB-630C:ELECTRIC BOLT LOCK FAIL SECURE (OBLIQUE BOLT) RIGHT | I029288 | SSURVLNCE | A | Test5449 | 5493 | C | NOS.
APS-PSU-60:AMC POWER SUPPLY UNIT | I029289 | SSURVLNCE | A | Test5450 | 5494 | C | NOS.
900NXXX: ICLASS SE R10 | I029290 | SSURVLNCE | A | Test5451 | 5495 | C | NOS.
SAMSUNG GEAR VR | I029295 | ODISPDVCS | A | Test5452 | 5496 | C | NOS.
SKYWORTH FULL HD SMART TV 55" | I029296 | CMISC | A | Test5453 | 5497 | C | NOS.
NII-51022-V3: INFRARED IP DOME 1080P INDOOR | I029297 | SSURVLNCE | A | Test5454 | 5498 | C | NOS.
ZNID-GPON-2608T-UK: INDOOR GPON ONT, 0XPOTS, 8XGE(POE(SL121) | I029301 | SOPFIBRNTWK | A | Test5455 | 5499 | C | NOS.
KIT FOR MOUNTING ON FAÇADE | I029303 | OMISC | A | Test5456 | 5500 | C | NOS.
KEYBOX 9001B BATTERY BACK UP | I029304 | OMISC | A | Test5457 | 5501 | C | NOS.
KEYBOX 9002B BATTERY BACK UP | I029305 | OMISC | A | Test5458 | 5502 | C | NOS.
HARD DISK 3.5, 1TB | I029306 | CMISC | A | Test5459 | 5503 | C | NOS.
D-LINK DNS-340L 4-BAY 2IN1 MYDLINK CLOUD DUAL-GIGABIT NAS & | I029307 | CMISC | A | Test5460 | 5504 | C | NOS.
SUN-PLC108-900L1-SC-M: PLC SPLITTER | I029308 | OCRITICAL-ITEMS | A | Test5461 | 5505 | C | NOS.
SUN-PLC104-900L1-SC-M PLC SPLITTER | I029309 | OCRITICAL-ITEMS | A | Test5462 | 5506 | C | NOS.
SUN-QFAC-SC32-SM-P: FIBER OPTIC FAST CONNECTOR | I029310 | OCRITICAL-ITEMS | A | Test5463 | 5507 | C | NOS.
SAMSUNG LED TV 55HU8500 | I029330 | CMISC | A | Test5464 | 5508 | C | Nos.
FC-10-00502-900-02-12: UTM BUNDLE (8X5 FORTICARE PLUS NGFW, | I029333 | SSRVRS | A | Test5465 | 5509 | C | NOS.
A0020-002-001-001-001-1:IG 4200 - 1000: 1000 CONCURRENT DEVI | I029336 | SWIFIEQUIP | A | Test5466 | 5510 | C | NOS.
A0020-012-001-001-001-1:VOLUME CONTROL MODULE(IG 4200) | I029337 | SMODROUT | A | Test5467 | 5511 | C | NOS.
A0022-004-001-001-001-1:PRINTER PAPER FOR AP2100X10 | I029338 | SSTNMAT | A | Test5468 | 5512 | C | NOS.
LED TV 55" FULL HD | I029339 | CMISC | A | Test5469 | 5513 | C | Nos.
LED TV 65" FULL HD | I029340 | CMISC | A | Test5470 | 5514 | C | Nos.
DELL R230: FUSION IPTV GATEWAY (SL129) | I029346 | SSRVRS | A | Test5471 | 5515 | C | NOS.
DELL R730: FUSION VOD SERVER (SL129) | I029347 | SSRVRS | A | Test5472 | 5516 | C | NOS.
492090: TDX MAIN CABINET (SL129) | I029351 | SSRVRKS | A | Test5473 | 5517 | C | NOS.
492020: TDX FRONTEND TUNER DVB-S (SL129) | I029354 | SSURVLNCE | A | Test5474 | 5518 | C | NOS.
492030: TDX HDMI AV MODULE (SL129) | I029355 | SSURVLNCE | A | Test5475 | 5519 | C | NOS.
492072: TDX BACKEND IP (SL129) | I029356 | SSURVLNCE | A | Test5476 | 5520 | C | NOS.
2200-15600-001:SOUND STATION IP 6000 (SIP) CON. PHONE (SL129 | I029357 | STELEEQ | A | Test5477 | 5521 | C | NOS.
DELL MOBILE PRECISION WORKSTATION 5520 XCTO(SL134) | I029358 | SLPTPCMPT | A | Test5478 | 5522 | C | NOS.
DELL OPTIPLEX 5040 BTX INTEL CORE I7-6700 | I029360 | CSRVRS | A | Test5479 | 5523 | C | NOS.
HISENSE 50" TV | I029362 | ODISPDVCS | A | Test5480 | 5524 | C | NOS.
FIRST AID KIT | I029379 | OHEALTHSAFETY | A | Test5481 | 5525 | C | NOs.
DELL MOBILE PRECISION WORKSTATION 5520 XCTO | I029380 | CLPTPCMPT | A | Test5482 | 5526 | C | NOS.
BALLOONS | I029394 | OMISC | A | Test5483 | 5527 | C | NOS.
RING FLOATS | I029395 | OMISC | A | Test5484 | 5528 | C | NOS.
J9726A:HP 2920-24G SWITCH(SL129) | I029396 | SMODROUT | A | Test5485 | 5529 | C | NOS.
CARPET | I029397 | OSITEMAINT | A | Test5486 | 5530 | C | Mtr
DISH ANTENNA 4.8 METER SPECIAL DESIGN | I029403 | CINSTMAT | A | Test5487 | 5531 | C | NOS.
C-BAND DRO LNB NORSAT 8520R | I029404 | CINSTMAT | A | Test5488 | 5532 | C | NOS.
AMP2000/UK POWER SUPPLY | I029405 | CINSTMAT | A | Test5489 | 5533 | C | NOS.
POWER SUPPLY SPS 1750 | I029406 | CINSTMAT | A | Test5490 | 5534 | C | NOS.
MULTI SWITCH 5 IN 32 OUT DT | I029407 | CINSTMAT | A | Test5491 | 5535 | C | NOS.
SMART SWILINE XS4*8 MODEL SWI 4408-00 | I029408 | CINSTMAT | A | Test5492 | 5536 | C | NOS.
DUAL FEED HORN | I029409 | CINSTMAT | A | Test5493 | 5537 | C | NOS.
CO-AXIAL CABLE RG-11 | I029410 | CINSTMAT | A | Test5494 | 5538 | C | NOS.
CO-AXIAL CABLE RG-6 | I029411 | CINSTMAT | A | Test5495 | 5539 | C | NOS.
SWITCH MOUNT FOR RACK | I029412 | CINSTMAT | A | Test5496 | 5540 | C | NOS.
SPLITTER MOUNT FOR RACK | I029413 | CINSTMAT | A | Test5497 | 5541 | C | NOS.
RG6 CONNECTOR BAG (100) | I029414 | CINSTMAT | A | Test5498 | 5542 | C | NOS.
2 WAY ACTIVE SPLITTER | I029415 | CINSTMAT | A | Test5499 | 5543 | C | NOS.
3BA23275AB: ARMADA DAUGHTER BOARD (SL129) | I029416 | SPABXSPR | A | Test5500 | 5544 | C | NOS.
3EH73042AC:AFU-1 DAUGHTERCARD FOR AUXILIARIES CONNECT(SL129) | I029417 | SPABXSPR | A | Test5501 | 5545 | C | NOS.
3BA03215AA: GENERIC POWER CORD(SL129) | I029418 | SPABXSPR | A | Test5502 | 5546 | C | NOS.
3EH75001AB: MR3 MOUNTING KIT(SL129) | I029419 | SPABXSPR | A | Test5503 | 5547 | C | NOS.
3EH76034AA: BLIND SLOT STIFFENER(SL129) | I029420 | SPABXSPR | A | Test5504 | 5548 | C | NOS.
3EU27009AA: 4XV24 OVER IP BOX (230V) (SL129) | I029421 | SPABXSPR | A | Test5505 | 5549 | C | NOS.
OMNIPCX ENTERPRISE HW, CS-2 CPU BD,GD3 BOARD,M3,230VAC(SL129 | I029422 | SPABXSPR | A | Test5506 | 5550 | C | NOS.
3GV27063TB:ALCATEL-LUCENT IP TOUCH 4018 PHONE(SL129) | I029423 | SPABXSPR | A | Test5507 | 5551 | C | NOS.
3MG27101WW:8038 PREMIUM DESKPHONE INT(SL129) | I029424 | SPABXSPR | A | Test5508 | 5552 | C | NOS.
3MG08004AA:ALCATEL LUCENT 8001 DESK PHONE(SL129) | I029425 | SPABXSPR | A | Test5509 | 5553 | C | NOS.
3BA00637UB:4059/4059EE IP ATTENDANT KEYBOARD WITH USB(SL129) | I029426 | SPABXSPR | A | Test5510 | 5554 | C | NOS.
J9774A:ARUBA 2530-8G-POE+ SWITCH(SL121) | I029428 | SMODROUT | A | Test5511 | 5555 | C | NOS.
J9773A:HP 2530-24G-POE+ SWITCH(SL121) | I029429 | SMODROUT | A | Test5512 | 5556 | C | NOS.
J9142B:HP X122 1G SFP LC BX-D TRANSCEIVER(SL121) | I029430 | SMODROUT | A | Test5513 | 5557 | C | NOS.
CUPBOARD SET | I029432 | CFURNITURE | A | Test5514 | 5558 | C | NOS.
TYCO/AMP BUTTERFLY HAND TOOL 50 POSITION | I029440 | CTOOLS | A | Test5515 | 5559 | C | NOS.
WS-C4503-E:CAT4500 E-SERIES 3-SLOT CHASSIS, FAN, NO PS(SL129 | I029450 | SSRVRACS | A | Test5516 | 5560 | C | NOS.
CON-SNT-C4503E:SNTC-8X5XNBD CAT4500 E-SERIES 3-SLOT(SL129) | I029451 | SSRVRACS | A | Test5517 | 5561 | C | NOS.
CAB-CON-C4K-RJ45:CONSOLE CABLE 6FT WITH RJ-45-TO-RJ-(SL129) | I029452 | SSRVRACS | A | Test5518 | 5562 | C | NOS.
S45EULPE-S8-38E:CAT4500E SUP8E UNIVERSAL NOMACSEC (SL129) | I029453 | SSRVRACS | A | Test5519 | 5563 | C | NOS.
WS-X45-SUP8-E:CATALYST 4500 E-SERIES SUPERVISOR 8-E(SL129) | I029454 | SSRVRACS | A | Test5520 | 5564 | C | NOS.
WS-X4712-SFP+E:CATALYST 4500 E-SERIES 12-PORT 10GBE (SL129) | I029455 | SSRVRACS | A | Test5521 | 5565 | C | NOS.
WS-X4712-SFP-E:CATALYST 4500 E-SERIES 12-PORT GE (SFP) (SL12 | I029456 | SSRVRACS | A | Test5522 | 5566 | C | NOS.
PWR-C45-1000AC:CATALYST 4500 1000W AC POWER SUPPLY(SL129) | I029457 | SSRVRACS | A | Test5523 | 5567 | C | NOS.
CAB-BS1363-C15-UK:BS-1363 TO IEC-C15 8FT UK(SL129) | I029458 | SSRVRACS | A | Test5524 | 5568 | C | NOS.
ASA5512-FPWR-K9:ASA 5512-X WITH FIREPOWER SERVICES,6G(SL129) | I029459 | SSRVRACS | A | Test5525 | 5569 | C | NOS.
CON-SNT-A12FPK9:SNTC-8X5XNBD ASA 5512-X WITH FIREPOWER(SL129 | I029460 | SSRVRACS | A | Test5526 | 5570 | C | NOS.
CAB-ACU:AC POWER CORD (UK), C13, BS 1363, 2.5M(SL129) | I029461 | SSRVRACS | A | Test5527 | 5571 | C | NOS.
ASA5500X-SSD120INC:ASA 5512-X THROUGH 5555-X 120GB MLC(SL129 | I029462 | SSRVRACS | A | Test5528 | 5572 | C | NOS.
ASA5512-MB:ASA 5512 IPS PART NUMBER WITH WHICH PCB S(SL129) | I029463 | SSRVRACS | A | Test5529 | 5573 | C | NOS.
ASA-IC-A-BLANK:ASA 5512-X/5515-X INTERFACE CARD BLANK(SL129) | I029464 | SSRVRACS | A | Test5530 | 5574 | C | NOS.
SG500X-24-K9-NA:24-PORT GIG WITH 4-PORT 10-GIGABIT STA(SL129 | I029465 | SSRVRACS | A | Test5531 | 5575 | C | NOS.
CON-SNT-SG5019NA:SNTC-8X5XNBD 24-PORT GIG WITH 4-PORT(SL129) | I029466 | SSRVRACS | A | Test5532 | 5576 | C | NOS.
SG500X-48-K9-NA:48-PORT GIG WITH 4-PORT 10-GIGABIT ST(SL1129 | I029467 | SSRVRACS | A | Test5533 | 5577 | C | NOS.
CON-SNT-SG5049NA:SNTC-8X5XNBD 48-PORT GIG WITH 4-PORT(SL129) | I029468 | SSRVRACS | A | Test5534 | 5578 | C | NOS.
SG355-10P-K9-EU:CISCO SG355-10P 10-PORT GIGABIT POE MA(SL129 | I029469 | SSRVRACS | A | Test5535 | 5579 | C | NOS.
CON-SNT-SG3551EU:SNTC-8X5XNBD CISCO SG355-10P 10-PORT (SL129 | I029470 | SSRVRACS | A | Test5536 | 5580 | C | NOS.
SG500-28MPP-K9-NA:SG500-28MPP 28-PORT GIGABIT MAX POE+(SL129 | I029471 | SSRVRACS | A | Test5537 | 5581 | C | NOS.
CON-SNT-SG5022NA:SNTC-8X5XNBD SG500-28MPP 28-PORT GIG(SL129) | I029472 | SSRVRACS | A | Test5538 | 5582 | C | NOS.
SG500-52MP-K9-G5:SG500-52MP 52-PORT GIGABIT MAX POE+ (SL129) | I029473 | SSRVRACS | A | Test5539 | 5583 | C | NOS.
CON-SNT-SG5052G5:SNTC-8X5XNBD SG500-52MP 52-PORT GIGAB(SL129 | I029474 | SSRVRACS | A | Test5540 | 5584 | C | NOS.
WS-C3850-12S-S:CISCO CATALYST 3850 12 PORT GE SFP IP B(SL129 | I029475 | SSRVRACS | A | Test5541 | 5585 | C | NOS.
CON-SNT-WSC3851S:SNTC-8X5XNBD CISCO CATALYST 3850 12P(SL129) | I029476 | SSRVRACS | A | Test5542 | 5586 | C | NOS.
CAB-TA-UK:UNITED KINGDOM AC TYPE A POWER CABLE(SL129) | I029477 | SSRVRACS | A | Test5543 | 5587 | C | NOS.
CAB-SPWR-30CM:CATALYST 3750X AND 3850 STACK POWER CBL(SL129) | I029479 | SSRVRACS | A | Test5544 | 5588 | C | NOS.
PWR-C1-350WAC:350W AC CONFIG 1 POWER SUPPLY(SL129) | I029480 | SSRVRACS | A | Test5545 | 5589 | C | NOS.
PWR-C1-BLANK:CONFIG 1 POWER SUPPLY BLANK(SL129) | I029481 | SSRVRACS | A | Test5546 | 5590 | C | NOS.
C3850-NM-BLANK:CISCO CATALYST 3850 NETWORK MODULE BLNK(SL129 | I029482 | SSRVRACS | A | Test5547 | 5591 | C | NOS.
WS-C3850-24S-S:CISCO CATALYST 3850 24 PORT GE SFP IP B(SL129 | I029483 | SSRVRACS | A | Test5548 | 5592 | C | NOS.
CON-SNT-WSC3854S:SNTC-8X5XNBD CISCO CATALST 3850 24PRT(SL129 | I029484 | SSRVRACS | A | Test5549 | 5593 | C | NOS.
STACK-T1-50CM:50CM TYPE 1 STACKING CABLE(SL129) | I029485 | SSRVRACS | A | Test5550 | 5594 | C | NOS.
C3850-NM-2-10G=:CISCO CATALYST 3850 2 X 10GE NETWORK(SL129) | I029486 | SSRVRACS | A | Test5551 | 5595 | C | NOS.
CAB-TA-UK=:UK AC TYPE A POWER CABLE(SL129) | I029487 | SSRVRACS | A | Test5552 | 5596 | C | NOS.
CAB-CONSOLE-USB=:CONSOLE CABLE 6 FT WITH USB TYPE A(SL129) | I029488 | SSRVRACS | A | Test5553 | 5597 | C | NOS.
SFP-10G-LR=:10GBASE-LR SFP MODULE(SL129) | I029489 | SSRVRACS | A | Test5554 | 5598 | C | NOS.
GLC-SX-MMD=:1000BASE-SX SFP TRANSCEIVER MODULE,MMF,850(SL129 | I029490 | SSRVRACS | A | Test5555 | 5599 | C | NOS.
GLC-LH-SMD=:1000BASE-LX/LH SFP TRANSCEIVER MODULE,MMF(SL129) | I029491 | SSRVRACS | A | Test5556 | 5600 | C | NOS.
MGBSX1:GIGABIT ETHERNET SX MINI-GBIC SFP TRANSCEIVER(SL129) | I029492 | SSRVRACS | A | Test5557 | 5601 | C | NOS.
MGBLH1:GIGABIT ETHERNET LH MINI-GBIC SFP TRANSCEIVER (SL129) | I029493 | SSRVRACS | A | Test5558 | 5602 | C | NOS.
AIR-CT5520-50-K9:CISCO 5520 WIRELESS CONTROLLER SUPPOR(SL129 | I029494 | SSRVRACS | A | Test5559 | 5603 | C | NOS.
CON-SNT-AIRT5550:SNTC-8X5XNBD CISCO 5520 WIRELESS CONT(SL129 | I029495 | SSRVRACS | A | Test5560 | 5604 | C | NOS.
CAB-9K10A-UK:POWER CORD, 250VAC 10A BS1363 PLUG (SL129) | I029496 | SSRVRACS | A | Test5561 | 5605 | C | NOS.
AIR-BZL-C220M4:CISCO 5520 WIRELESS CONTROLLER SECURITY(SL129 | I029497 | SSRVRACS | A | Test5562 | 5606 | C | NOS.
AIR-SD240GBKS4-EV:240GB 2.5 INCH ENTERPRISE VALUE 6G(SL129) | I029498 | SSRVRACS | A | Test5563 | 5607 | C | NOS.
AIR-PSU-BLKP1U:POWER SUPPLY BLANKING PANEL FOR C220 M4(SL129 | I029499 | SSRVRACS | A | Test5564 | 5608 | C | NOS.
AIR-CT6870-NIC-K9:PCIE NETWORK INTERFACE 20G(SL129) | I029500 | SSRVRACS | A | Test5565 | 5609 | C | NOS.
AIR-PSU1-770W:770W AC HOT-PLUG POWER SUPPLY FOR 5520(SL129) | I029501 | SSRVRACS | A | Test5566 | 5610 | C | NOS.
AIR-CPU-E52609D:1.90 GHZ E5-2609 V3/85W 6C/15MB CACHE(SL129) | I029502 | SSRVRACS | A | Test5567 | 5611 | C | NOS.
AIR-SD-32G-S:32GB SD CARD FOR UCS SERVERS(SL129) | I029503 | SSRVRACS | A | Test5568 | 5612 | C | NOS.
AIR-AP1852I-E-K9C:802.11AC WAVE 2;4X4:4SS;INT ANT;E RG(SL129 | I029504 | SSRVRACS | A | Test5569 | 5613 | C | NOS.
CON-SNT-AIRAP18A:SNTC-8X5XNBD 802.11AC WAVE 2;4X4:4SS(SL129) | I029505 | SSRVRACS | A | Test5570 | 5614 | C | NOS.
AIR-AP-BRACKET-1:802.11N AP LOW PROFILE MOUNTING BRCKT(SL129 | I029506 | SSRVRACS | A | Test5571 | 5615 | C | NOS.
AIR-AP-T-RAIL-R:CEILING GRID CLIP FOR AIRONET APS(SL129) | I029507 | SSRVRACS | A | Test5572 | 5616 | C | NOS.
AIR-CAP1532I-A-K9:802.11N LOW-PROFILE OUTDOOR AP,INTN(SL129) | I029508 | SSRVRACS | A | Test5573 | 5617 | C | NOS.
CON-SNT-AIRCAP32:SNTC-8X5XNBD 8802.11N LOW-PROFILE (SL129) | I029509 | SSRVRACS | A | Test5574 | 5618 | C | NOS.
FUFAJ SM OD FIBER LC OD-LC OD DUAL 5M | I029531 | CMOBSWEQ | A | Test5575 | 5619 | C | NOS.
FOSC OPTICAL SFP 1000BASE-LX 1310NM SM | I029532 | CMOBSWEQ | A | Test5576 | 5620 | C | NOS.
FUFBD MM OD FIBER LC OD-LC OD DUAL 130M | I029533 | COPFIBRNTWK | A | Test5577 | 5621 | C | NOS.
FUFAY MM OD FIBER LC OD-LC OD DUAL 100M | I029534 | COPFIBRNTWK | A | Test5578 | 5622 | C | NOS.
FUFDD MM OD FIBER LC OD-LC OD DUAL 80M | I029535 | COPFIBRNTWK | A | Test5579 | 5623 | C | NOS.
OS6350-P24:24 PORT OMNI SWITCH | I029536 | SPABXSPR | A | Test5580 | 5624 | C | NOS.
POLYCOM SOUNDSTATION IP 6000 | I029539 | OTELEEQ | A | Test5581 | 5625 | C | NOS.
NTI-40012-A3: INFRARED IP BULLET 720P IP66 AVF | I029542 | SSURVLNCE | A | Test5582 | 5626 | C | NOS.
BRACKET 1 | I029543 | CANTMAST | A | Test5583 | 5627 | C | NOS.
BRACKET 2 | I029544 | CANTMAST | A | Test5584 | 5628 | C | NOS.
FEEDER BRACKET | I029545 | CANTMAST | A | Test5585 | 5629 | C | NOS.
J - BOLT | I029546 | CANTMAST | A | Test5586 | 5630 | C | NOS.
POLE MOUNT | I029547 | CANTMAST | A | Test5587 | 5631 | C | NOS.
U – BOLT 1 | I029548 | CANTMAST | A | Test5588 | 5632 | C | NOS.
U – BOLT 2 | I029549 | CANTMAST | A | Test5589 | 5633 | C | NOS.
V – BOLT 1 | I029550 | CANTMAST | A | Test5590 | 5634 | C | NOS.
V – BOLT 2 | I029551 | CANTMAST | A | Test5591 | 5635 | C | NOS.
PWR-C45-1000AC/2:CATALYST 4500 1000W AC POWER SUPPLY (SL129) | I029552 | SSRVRACS | A | Test5592 | 5636 | C | NOS.
NODEB 900M (1 SECTOR) | I029553 | CMOBSWEQ | A | Test5593 | 5637 | C | NOS.
ANTENNA FOR DUAL BAND | I029554 | CMOBSWEQ | A | Test5594 | 5638 | C | NOS.
AIR-ACC1530-PMK1:STANDARD POLE/WALL MOUNT KIT FOR AP(SL129) | I029567 | SSRVRACS | A | Test5595 | 5639 | C | NOS.
DELL OPTIPLEX 7040 MT CPU | I029568 | CSRVRS | A | Test5596 | 5640 | C | NOS.
POWER KITE | I029569 | OMISC | A | Test5597 | 5641 | C | NOS.
LONG-RANGE 2.4 GHZ W IRELESS N300 OUTDOOR ACCESS POINT | I029576 | SWIFIEQUIP | A | Test5598 | 5642 | C | NOS.
UBIQUITI UNIF I 8 PORT GIGABIT SWITCH 150W | I029577 | SWIFIEQUIP | A | Test5599 | 5643 | C | NOS.
6U SERVER RACK WITH FAN 61X56.5X37 19" BLACK/GREY(W600MM) | I029578 | SSRVRKS | A | Test5600 | 5644 | C | NOS.
24 PORT UTP BLANK PATCH PANEL WITH 24 PCS WT2007B CAT6 KEY | I029579 | SSRVRACS | A | Test5601 | 5645 | C | NOS.
TELEMATRIX 96359 IPMWD:1LINE SIP CORDLESS DECT PHONE(SL129) | I029580 | STELEEQ | A | Test5602 | 5646 | C | NOS.
TELEMATRIX 33119IPTRM:1LINE SIP WALL MOUNTED TRIMLINE(SL129) | I029581 | STELEEQ | A | Test5603 | 5647 | C | NOS.
SC-PC/LC-PC PATCH CORD (10METERS) | I029587 | OINSTMAT | A | Test5604 | 5648 | C | NOS.
PROTECTIVE UNDERLAY | I029592 | OSITEMAINT | A | Test5605 | 5649 | C | sq. ft
LEAP MOTION DEVICE | I029595 | OMISC | A | Test5606 | 5650 | C | NOS.
XBOX | I029596 | OMISC | A | Test5607 | 5651 | C | NOS.
HTC VIVE KIT | I029597 | OMISC | A | Test5608 | 5652 | C | NOS.
IPHONE 7 JET BLACK 128GB(SL132) | I029609 | SMOBHSET | A | Test5609 | 5653 | C | NOS.
SUN-SC-3M-ASC-SM-SX-2P:FIBER OPTIC PATCHCORD | I029610 | OCRITICAL-ITEMS | A | Test5610 | 5654 | C | NOS.
GVR3550_NETWORK VIDEO RECORDER (NVR) | I029612 | OSURVLNCE | A | Test5611 | 5655 | C | NOS.
ORACLE STORAGE DRIVE ENCLOSURE DE2-24C:MOD FAMILY PN:7103899 | I029621 | CSRVRACS | A | Test5612 | 5656 | C | NOS.
ORACLE ZFS STORAGE ZS5-2 APLANC(TOP-LEVEL PTO MOD)PN:7112311 | I029622 | CSRVRACS | A | Test5613 | 5657 | C | NOS.
ORACLE SERVER X6-2: MODEL FAMILY PN:7113206 | I029623 | CSRVRACS | A | Test5614 | 5658 | C | NOS.
BROCADE 300 SWITCH PN:12000432 | I029624 | CSRVRACS | A | Test5615 | 5659 | C | NOS.
STORAGETEK LTO7 MEDIA: MODEL FAMILY PN:7114775 | I029625 | CSRVRACS | A | Test5616 | 5660 | C | NOS.
ORACLE SWITCH ES2-64: MODEL FAMILY PN:7110607 | I029627 | CSRVRACS | A | Test5617 | 5661 | C | NOS.
STORAGETEK SL150 MODULAR TAPE LIBRARY:MOD FAMILY PN:7101764 | I029628 | CSRVRACS | A | Test5618 | 5662 | C | NOS.
SPARC S7-2 SERVER: MODEL FAMILY PN:7112913 | I029629 | CSRVRACS | A | Test5619 | 5663 | C | NOS.
STORAGETEK FC CBL:PN:CABLE10800313-Z-N | I029630 | CSRVRACS | A | Test5620 | 5664 | C | NOS.
DUAL RATE TRNSCVR: PN:X2129A-N | I029631 | CSRVRACS | A | Test5621 | 5665 | C | NOS.
SPARE: 600GB10K,SAS2,SFF,MAR L PN:#542-0287 | I029632 | CSRVRACS | A | Test5622 | 5666 | C | NOS.
STORAGETEK LTO UNIVERSAL CLEANING CART: MD FAMILY PN:7103779 | I029633 | CSRVRACS | A | Test5623 | 5667 | C | NOS.
PRIVATE CLOUD APPLIANCE X5-2: MODEL FAMILY PN:7110521 | I029634 | CSRVRACS | A | Test5624 | 5668 | C | NOS.
BROCADE 300 SWITCH:PN:7100962 | I029635 | CSRVRACS | A | Test5625 | 5669 | C | NOS.
ENODEB 1800M (NEW SITE) | I029680 | CMOBSWEQ | A | Test5626 | 5670 | C | NOS.
NODEB 2100M(NEW SITE) | I029683 | CMOBSWEQ | A | Test5627 | 5671 | C | NOS.
BOSE SOUND BAR | I029684 | OMISC | A | Test5628 | 5672 | C | NOS.
SAMSUNG GALAXY TAB A(6) 10.1" | I029687 | OMISC | A | Test5629 | 5673 | C | NOS.
ELEC PASSWORD LOCK KEYPAD ENTRNC LATCH BOLT DOOR LOCK(SL134) | I029688 | SINSTMAT | A | Test5630 | 5674 | C | NOS.
ELEC DOOR LCK KYPAD KYLESS SMRTCODE DGTAL SCRTY LOCK(SL134) | I029689 | SINSTMAT | A | Test5631 | 5675 | C | NOS.
VDA-WMT-DOME WALL PENDANT MOUNT BRACKET | I029692 | SSURVLNCE | A | Test5632 | 5676 | C | NOS.
SMX2200HV: APC SMART-UPS X 2200VA 200-240V(SL123) | I029694 | SSRVRACS | A | Test5633 | 5677 | C | NOS.
SMX120BP: APC SMART-UPS X 120V(SL123) | I029695 | SSRVRACS | A | Test5634 | 5678 | C | NOS.
NK6APC10MYL:NETKEY CU PATCH CORD 10M,Y UTP CABLE(SL134) | I029697 | SINSTMAT | A | Test5635 | 5679 | C | NOS.
NK6APC10MRD:NETKEY CU PATCH CORD 10M,R CABLE(SL134) | I029698 | SINSTMAT | A | Test5636 | 5680 | C | NOS.
NK6APC10MGR:NETKEY CU PATCH CORD 10M,G UTP CABLE(SL134) | I029699 | SINSTMAT | A | Test5637 | 5681 | C | NOS.
NK6APC10MBU:NETKEY CU PATCH CORD 10M,B UTP CABLE(SL134) | I029700 | SINSTMAT | A | Test5638 | 5682 | C | NOS.
T-SHIRT ORANGE (SMALL) | I029701 | OUNIFMAT | A | Test5639 | 5683 | C | NOS.
T-SHIRT ORANGE (MEDIUM) | I029702 | OUNIFMAT | A | Test5640 | 5684 | C | NOS.
T-SHIRT ORANGE (LARGE) | I029703 | OUNIFMAT | A | Test5641 | 5685 | C | NOS.
T-SHIRT ORANGE (X-LARGE) | I029704 | OUNIFMAT | A | Test5642 | 5686 | C | NOS.
T-SHIRT ORANGE (2X-LARGE) | I029705 | OUNIFMAT | A | Test5643 | 5687 | C | NOS.
T-SHIRT ORANGE (3X-LARGE) | I029706 | OUNIFMAT | A | Test5644 | 5688 | C | NOS.
T-SHIRT ORANGE (4X-LARGE) | I029707 | OUNIFMAT | A | Test5645 | 5689 | C | NOS.
T-SHIRT ORANGE LONG SLEEVE (SMALL) | I029708 | OUNIFMAT | A | Test5646 | 5690 | C | NOS.
T-SHIRT ORANGE LONG SLEEVE (MEDIUM) | I029709 | OUNIFMAT | A | Test5647 | 5691 | C | NOS.
T-SHIRT ORANGE LONG SLEEVE (LARGE) | I029710 | OUNIFMAT | A | Test5648 | 5692 | C | NOS.
T-SHIRT ORANGE LONG SLEEVE (X-LARGE) | I029711 | OUNIFMAT | A | Test5649 | 5693 | C | NOS.
T-SHIRT ORANGE LONG SLEEVE (2X-LARGE) | I029712 | OUNIFMAT | A | Test5650 | 5694 | C | NOS.
T-SHIRT ORANGE LONG SLEEVE (3X-LARGE) | I029713 | OUNIFMAT | A | Test5651 | 5695 | C | NOS.
T-SHIRT ORANGE LONG SLEEVE (4X-LARGE) | I029714 | OUNIFMAT | A | Test5652 | 5696 | C | NOS.
BASKETS | I029715 | OMISC | A | Test5653 | 5697 | C | NOS.
LETTER HEAD | I029716 | OCRITICAL-ITEMS | A | Test5654 | 5698 | C | NOS.
PRINTED ENVELOPES 4 X 9 | I029717 | OCRITICAL-ITEMS | A | Test5655 | 5699 | C | NOS.
PRINTED ENVELOPES 4 X 9 LEFT WINDOW | I029718 | OCRITICAL-ITEMS | A | Test5656 | 5700 | C | NOS.
PRINTED ENVELOPES A4 NON WINDOW | I029719 | OCRITICAL-ITEMS | A | Test5657 | 5701 | C | NOS.
VEIL MATERIAL CHIFFON SPANDEX COLOR #29 | I029720 | OUNIFMAT | A | Test5658 | 5702 | C | Yds
APPLE PENCIL | I029725 | OMISC | A | Test5659 | 5703 | C | NOS.
APPLE KEYBOARD | I029726 | OMISC | A | Test5660 | 5704 | C | NOS.
ETP 48200 POWER SYSTEM - SPARE | I029733 | CPWR SYSTEM | A | Test5661 | 5705 | C | NOS.
AR8136BLK: IU 19" BLK MODUL AIRFLOW BLANKING PANEL (SL134) | I029735 | SINSTMAT | A | Test5662 | 5706 | C | NOS.
DHO CAGE:WIRE CRAFTER 2"X1"X10 GAUGE RACK ,PANEL (SL134) | I029736 | SINSTMAT | A | Test5663 | 5707 | C | NOS.
Q34-1/3/8/20 CU_EXA:Q34DHMV2DHMV7BL1 | I029745 | CSRVRS | A | Test5664 | 5708 | C | NOS.
Q34-1/3/8/20 NU_EXA: Q34DHMV2DHMV3BL1 | I029763 | CSRVRS | A | Test5665 | 5709 | C | NOS.
Q34-E1000 | I029764 | CSRVRS | A | Test5666 | 5710 | C | NOS.
Q34-SCI | I029765 | CSRVRS | A | Test5667 | 5711 | C | NOS.
656392-001:SP-POWER SUPPLY DH DISK ENCL | I029767 | CSRVRS | A | Test5668 | 5712 | C | NOS.
FLY A/ CAM HD WITH TRIPOD GRIP | I029778 | OMISC | A | Test5669 | 5713 | C | NOS.
HSS9860 V900R008 3G&LTE BE SOFTWARE (PER K SUBS) | I029784 | CSRVRS | A | Test5670 | 5714 | C | NOS.
DELL VOSTRO 14 5468 | I029801 | OPCACSRS | A | Test5671 | 5715 | C | NOS.
BS 5467: 600/1000 V–UNARMOURED:4CX185MM2 CU/XLPE/PVC | I029803 | CPWRCABLE | A | Test5672 | 5716 | C | Mtr
SUN-FOT-306-1: FIBER OPTIC CLEANING WIPE | I029804 | OCRITICAL-ITEMS | A | Test5673 | 5717 | C | Pkt
BILLING FORMS 70GSM (2000 FORMS/BOX) | I029805 | OCRITICAL-ITEMS | A | Test5674 | 5718 | C | Box
ASR-920-12CZ-D:CISCO ASR920 SERIES-12GE AND 2-10GE -DC MODEL | I029806 | CSRVRACS | A | Test5675 | 5719 | C | NOS.
A900-CONS-KIT-U:ASR 900 USB CONSOLE CABLING KIT | I029807 | CSRVRACS | A | Test5676 | 5720 | C | NOS.
A920-RCKMT-19:EIA 19IN RACK MOUNT OPTION FOR THE CISCO ASR 9 | I029808 | CSRVRACS | A | Test5677 | 5721 | C | NOS.
A920-CBL-GUIDE:ASR 920 CABLE GUIDE | I029809 | CSRVRACS | A | Test5678 | 5722 | C | NOS.
3HE10533AA:SYS - 7210 SAS-S 24F4SFP+ (DC -48) | I029821 | CMOBSWEQ | A | Test5679 | 5723 | C | NOS.
3HE10543AA:PS - 7210 SAS-S POWER SUPPLY DC -48V | I029822 | CMOBSWEQ | A | Test5680 | 5724 | C | NOS.
3HE00028CA:SFP - GIGE LX - LC ROHS 6/6 DDM -40/85C | I029823 | CMOBSWEQ | A | Test5681 | 5725 | C | NOS.
3HE00062CB:SFP - GIGE BASE-T RJ45 R6/6 DDM -40/85C | I029824 | CMOBSWEQ | A | Test5682 | 5726 | C | NOS.
LINKSYS LGS552P 52 PORT MANAGED GIBABIT POE+SWITCH | I029826 | OMODROUT | A | Test5683 | 5727 | C | NOS.
MXK-CHASSIS-319:ROHS,MXK 3U,CHASSIS W/INTEGRATED(SL135) | I029827 | SSRVRACS | A | Test5684 | 5728 | C | NOS.
MXK-GPONX4-IO:ROHS, MXK LINE CARD WITH 4 PORTS(SL135) | I029828 | SOPFIBRNTWK | A | Test5685 | 5729 | C | NOS.
MXK-UPLINK-6X1GE-CLK:ROHS, REQ MIN MXK 2.4.1.142(SL135) | I029829 | SOPFIBRNTWK | A | Test5686 | 5730 | C | NOS.
MXK-GPON-SFP-B+-RSSI:GPON SFP B+ OPTICS(SL135) | I029830 | SOPFIBRNTWK | A | Test5687 | 5731 | C | NOS.
SFP-GE-LX-1310-DLC-E:SFP GE LX(1000MBPS)TX1310 RX1310(SL135) | I029831 | SOPFIBRNTWK | A | Test5688 | 5732 | C | NOS.
MXK-UPLINK-BLANK:BLNK SLOT FILLER FOR MXK UPLNK SLOT(SL135) | I029832 | SOPFIBRNTWK | A | Test5689 | 5733 | C | NOS.
MXK-BLANK-ENDPANEL:BLNK END PANLS TO COVER UNUSED(SL135) | I029833 | SOPFIBRNTWK | A | Test5690 | 5734 | C | NOS.
ZPON-JMPR-SC/APC-SC/UPC-SM-3M:PON FIBR JMPR SM 10FT(SL135) | I029834 | SOPFIBRNTWK | A | Test5691 | 5735 | C | NOS.
ZPON-JMPR-SC/APC-SC/APC-SM-3M:PON FIBR JMPR SM 10FT(SL135) | I029835 | SOPFIBRNTWK | A | Test5692 | 5736 | C | NOS.
ZPON-SPLT-1X2-SC/APC-1LGX:PON SPLITTERS 1X2 SC/APC CON(SL135 | I029836 | SOPFIBRNTWK | A | Test5693 | 5737 | C | NOS.
ZPON-SPLT-1X4-SC/APC-1LGX:PON SPLITTERS 1X4 SC/APC CON(SL135 | I029837 | SOPFIBRNTWK | A | Test5694 | 5738 | C | NOS.
ZPON-SPLT-1X8-SC/APC-1LGX:PON SPLITTERS 1X8 SC/APC CON(SL135 | I029838 | SOPFIBRNTWK | A | Test5695 | 5739 | C | NOS.
ZPON-WDM-2XSC/APC-1LGX:TRI-WAVE DOUBLE WDM COMBIS(SL135) | I029839 | SOPFIBRNTWK | A | Test5696 | 5740 | C | NOS.
ZNID-GPON-2427A-UK:GPON ONT,INDOOR,2 POTS,4 GE,WIF PS(SL135) | I029840 | SOPFIBRNTWK | A | Test5697 | 5741 | C | NOS.
ISOPROPYL ALCOHOL 1L | I029841 | OCRITICAL-ITEMS | A | Test5698 | 5742 | C | NOS.
3EH73013AB:CPU LANSWITCH DAUGHTERBOARD(SL135) | I029845 | SPABXSPR | A | Test5699 | 5743 | C | NOS.
3EH73086AB:COMM SERVER CENTRAL PROCESSING UNIT CS-2 (SL135) | I029846 | SPABXSPR | A | Test5700 | 5744 | C | NOS.
3EH76031AD:SATA HARD DISK FOR CPU CARD CALL SERVER(SL135) | I029847 | SPABXSPR | A | Test5701 | 5745 | C | NOS.
02402052:NETSURE 212 C23-S1 1U SUBRACK SYSTEM(SL135) | I029849 | SSRVRKS | A | Test5702 | 5746 | C | NOS.
PERLE:S-1110P-S2ST70:10/100/1000 GIGABIT ETHERNET STAND-ALON | I029850 | SINSTMAT | A | Test5703 | 5747 | C | NOS.
PERLE:S-1000-S2SC40:GIGABIT ETHERNET STAND-ALONE MEDIA CONVE | I029851 | SINSTMAT | A | Test5704 | 5748 | C | NOS.
18 V PERCUSSION DRILL LI-ION(SL132) | I029852 | STOOLS | A | Test5705 | 5749 | C | NOS.
TOOLS STORAGE BAGPACK(SL132) | I029853 | STOOLS | A | Test5706 | 5750 | C | NOS.
18V STANDLIGHT(SL132) | I029854 | STOOLS | A | Test5707 | 5751 | C | NOS.
M18B5 BATTERY PACK(SL132) | I029855 | STOOLS | A | Test5708 | 5752 | C | NOS.
M12-18 MULTI FAST CHARGER(SL132) | I029856 | STOOLS | A | Test5709 | 5753 | C | NOS.
SUN CATV T15D02-AC: CATV OPTICAL TRANSMITTER(SL135) | I029857 | SOPFIBRNTWK | A | Test5710 | 5754 | C | NOS.
SUN EDFA 30-P8: ERBIUM-DOPED FIBER AMPLIFIER(SL135) | I029858 | SOPFIBRNTWK | A | Test5711 | 5755 | C | NOS.
SUN-PON-WDM-16: PON WDM(SL135) | I029859 | SOPFIBRNTWK | A | Test5712 | 5756 | C | NOS.
SUN-OCC-96SMC-W: FIBER OPTIC CROSS-CONNECT CABINET | I029860 | SOPFIBRNTWK | A | Test5713 | 5757 | C | NOS.
SUN-PLC132-900L1-ASC-M: PLC SPLITTER(SL135) | I029861 | SOPFIBRNTWK | A | Test5714 | 5758 | C | NOS.
SMT3000RMI2U:APC SMART‐UPS 3000VA LCD RM 2U 230V(SL135) | I029869 | SSRVRACS | A | Test5715 | 5759 | C | NOS.
SUN-PLC108 2L1 SC-C PLC SPLITTER | I029872 | OCRITICAL-ITEMS | A | Test5716 | 5760 | C | NOS.
SUN-PLC104 2L1 SC-C PLC SPLITTER | I029873 | OCRITICAL-ITEMS | A | Test5717 | 5761 | C | NOS.
ELTEK RECTIVERTER 6KVA SYSTEM | I029883 | CPWR SYSTEM | A | Test5718 | 5762 | C | NOS.
ELTEK FP2 48V 8KW 400V=N SPD BD | I029884 | CPWR SYSTEM | A | Test5719 | 5763 | C | NOS.
MACBOOK PRO 13" SPACE GREY | I029885 | SLPTPCMPT | A | Test5720 | 5764 | C | NOS.
AXS-0937-002:AXIS CAMERA STATION S2008(SL134) | I029886 | SSURVLNCE | A | Test5721 | 5765 | C | NOS.
TONER CARTRIDGE CANON 737 | I029888 | OSTNMAT | A | Test5722 | 5766 | C | NOS.
IPHONE 7 BLACK 32GB | I029893 | OMOBHSET | A | Test5723 | 5767 | C | NOS.
H836CALE:32-CHANNEL ADSL2+ AND 32-PORT POTS COMBINED SUBSCRI | I029894 | CTRNACCEQ | A | Test5724 | 5768 | C | NOS.
20998367:FUEL FILTER | I029899 | OCRITICAL-ITEMS | A | Test5725 | 5769 | C | NOS.
SILICONE DUNLOP 300G -CLEAR | I029909 | OSITEMAINT | A | Test5726 | 5770 | C | NOS.
12 PORT FULLY LOADED ODF(SL134) | I029910 | SINSTMAT | A | Test5727 | 5771 | C | NOS.
LCD PANEL FHD552-X 135-004105-01 (OTHER MONITORS FLAT PANEL | I029911 | CMISC | A | Test5728 | 5772 | C | NOS.
CABLES FITTED WITH CONNECTORS 108-500106-01(CORD INDIA 250V/ | I029912 | CMISC | A | Test5729 | 5773 | C | NOS.
INTERACTIVE KIT 3X1/MICROTILE 108-438106-01(PARTS FOR VIDEO | I029913 | CMISC | A | Test5730 | 5774 | C | NOS.
INT KIT +1W(108-439107-01)(PARTS FOR VIDEO PROJECTOR) | I029914 | CMISC | A | Test5731 | 5775 | C | NOS.
INT KIT +1H(108-440109-01)(PARTS FOR VIDEO PROJECTOR) | I029915 | CMISC | A | Test5732 | 5776 | C | NOS.
INT KIT POWER SUPPLY(108-475107-01)(POWER SUPPLY WITH A POWE | I029916 | CMISC | A | Test5733 | 5777 | C | NOS.
INT KIT MICRO TILES MOUNT 3X1 108-441100-01(PARTS FOR VIDEO | I029917 | CMISC | A | Test5734 | 5778 | C | NOS.
INT KIT MICRO TILES MOUNT +1W 108-442101-01(PARTS FOR VIDEO | I029918 | CMISC | A | Test5735 | 5779 | C | NOS.
INT KIT MICRO TILES MOUNT +1H 108-443102-01(PARTS FOR VIDEO | I029919 | CMISC | A | Test5736 | 5780 | C | NOS.
PHOENIX NODE- 120-059105-02 FOR DISPLAY SCREEN CONTROLLER | I029920 | CMISC | A | Test5737 | 5781 | C | NOS.
CORD ZA 250V/10A C13- 2.5M FOR DISPLAY SCREEN -108-487100- | I029921 | CMISC | A | Test5738 | 5782 | C | NOS.
EX-40-G2- 2K HDMI OVER CAT5E/6 EXTENDER SET WITH ENHANCED 2 | I029922 | CMISC | A | Test5739 | 5783 | C | NOS.
LG 86"ULTRA HD LED COMMERICIAL DISPLAY ALONG WITH PORTRAIT W | I029923 | CMISC | A | Test5740 | 5784 | C | NOS.
19"36U RACK WITH ALL STANDARD ACCESSORIES | I029924 | CMISC | A | Test5741 | 5785 | C | NOS.
KVM SWITCH WITH ACCESSORIES | I029925 | CMISC | A | Test5742 | 5786 | C | NOS.
VIDEO WALL MOUNT (VW46G2)IN LANDSCAPE ORIENTATIN FOR 37"-60" | I029929 | CMISC | A | Test5743 | 5787 | C | NOS.
DELL OPTIPLEX 3040 MINI TOWER BTX INTEL CORE I7-6500 PROCESS | I029934 | SLPTPCMPT | A | Test5744 | 5788 | C | NOS.
3BA23275AB:ARMADA DAUGHTER BOARD(MS044) | I029941 | SPABXSPR | A | Test5745 | 5789 | C | NOS.
3BA27056AC:SDRAM 512MB CPU7-2(MS044) | I029942 | SPABXSPR | A | Test5746 | 5790 | C | NOS.
3MG27202WW:8028S PREMIUM DESKPHONE WW(MS044) | I029943 | SPABXSPR | A | Test5747 | 5791 | C | NOS.
3MG27205WW:8078S PREMIUM DESKPHONE WW(MS044) | I029944 | SPABXSPR | A | Test5748 | 5792 | C | NOS.
3MG27207WW:8078S BT PREMIUM DESKPHONE WW(MS044) | I029945 | SPABXSPR | A | Test5749 | 5793 | C | NOS.
3MG08004AA:8001 DESKPHONE(MS044) | I029946 | SPABXSPR | A | Test5750 | 5794 | C | NOS.
3MG08006AA:8001G DESKPHONE(MS044) | I029947 | SPABXSPR | A | Test5751 | 5795 | C | NOS.
12 CORE SM NON ARMOURED FIBER CABLE (JELLY FILLED) | I029951 | OCRITICAL-ITEMS | A | Test5752 | 5796 | C | Mtr
DINING CHAIR | I029960 | CFURNITURE | A | Test5753 | 5797 | C | NOS.
CHAIR LOW BACK, BLACK,CKF-6013B | I029961 | CFURNITURE | A | Test5754 | 5798 | C | NOS.
CHAIR HIGH BACK,BROWN | I029962 | CFURNITURE | A | Test5755 | 5799 | C | NOS.
OFFICE CHAIR HIGH BACK,BLACK,KURORT-A | I029963 | CFURNITURE | A | Test5756 | 5800 | C | NOS.
WORKING TABLE 45X65X75 CM WHITE TOP G42, BLACK LEG,BRRD-650- | I029964 | CFURNITURE | A | Test5757 | 5801 | C | NOS.
PEDESTAL DRAWER (3 DRAWER) 41.6X45X65 CM WHITE G42,ND3M-50 | I029965 | CFURNITURE | A | Test5758 | 5802 | C | NOS.
GLASS MINI SCREEN 130X33X36.5 CM W/LEG, RTPS-1335-G | I029966 | CFURNITURE | A | Test5759 | 5803 | C | NOS.
WORKING TABLE 150X75X75 CM WHITE TOP G42, BLACK LEG, BRSD 15 | I029967 | CFURNITURE | A | Test5760 | 5804 | C | NOS.
WORKING TABLE 48X100X75 CM WHITE TOP G42, BLACK LEG, BRRD 10 | I029970 | CFURNITURE | A | Test5761 | 5805 | C | NOS.
PARTITION 80X120 CM GLASS TOP AND SOLID BOTTOM, 7 PGF 1280 | I029971 | CFURNITURE | A | Test5762 | 5806 | C | NOS.
PARTITION 90X120 CM GLASS TOP AND SOLID BOTTOM,7 PGF 1290 | I029972 | CFURNITURE | A | Test5763 | 5807 | C | NOS.
PARTITION 100X120 CM GLASS TOP AND SOLID BOTTOM, 7 PGF 1210 | I029973 | CFURNITURE | A | Test5764 | 5808 | C | NOS.
PARTITION 110X120 CM GLASS TOP AND SOLID BOTTOM, 7 PGF 1211 | I029974 | CFURNITURE | A | Test5765 | 5809 | C | NOS.
PARTITION 60X120 CM GLASS TOP AND SOLID BOTTOM, 7 PGF 1260 | I029975 | CFURNITURE | A | Test5766 | 5810 | C | NOS.
STRAIGHT CONNECTING POST 120CM | I029976 | CFURNITURE | A | Test5767 | 5811 | C | NOS.
END CONNECTING POST 120CM | I029977 | CFURNITURE | A | Test5768 | 5812 | C | NOS.
T CONNECTING POST 120CM | I029978 | CFURNITURE | A | Test5769 | 5813 | C | NOS.
SEMI CIRCLE STAND, 7TF1-S | I029979 | CFURNITURE | A | Test5770 | 5814 | C | NOS.
ROUND STAND,7 TF2-S | I029980 | CFURNITURE | A | Test5771 | 5815 | C | NOS.
WORKING TABLE 180X60X75 CM WHITE TOP G42, BLACK LEG, BRSD 18 | I029981 | CFURNITURE | A | Test5772 | 5816 | C | NOS.
WORKING TABLE 150X60X75 CM, BRSD 1500-60 | I029982 | CFURNITURE | A | Test5773 | 5817 | C | NOS.
CORNER 65X65X2.8 CM, BREX 6060-1Q | I029983 | CFURNITURE | A | Test5774 | 5818 | C | NOS.
LEG FOR THE CORNER, ACSL001 | I029984 | CFURNITURE | A | Test5775 | 5819 | C | NOS.
SAMSUNG 55 INCH TV 4K | I029985 | CMISC | A | Test5776 | 5820 | C | NOS.
AMAZON ECHO | I029986 | CMISC | A | Test5777 | 5821 | C | NOS.
WORKING TABLE 140X75X75 | I029987 | CFURNITURE | A | Test5778 | 5822 | C | NOS.
OPEN SHELF CABINET | I029988 | CFURNITURE | A | Test5779 | 5823 | C | NOS.
WOODEN DOOR FOR CABINET | I029989 | CFURNITURE | A | Test5780 | 5824 | C | NOS.
GLASS DOOR FOR CABINET | I029990 | CFURNITURE | A | Test5781 | 5825 | C | NOS.
ALUMINUM FRAME SCREEN PANEL W/BRACKET | I029991 | CFURNITURE | A | Test5782 | 5826 | C | NOS.
REMOTE CONTROL (RM PRO) | I029993 | OSURVLNCE | A | Test5783 | 5827 | C | NOS.
ENVIRONMENT MONITOR | I029994 | OSURVLNCE | A | Test5784 | 5828 | C | NOS.
SMART SWITCH (2 GANG) | I029996 | OSURVLNCE | A | Test5785 | 5829 | C | NOS.
SECURITY KITS | I029997 | OSURVLNCE | A | Test5786 | 5830 | C | NOS.
UNIVERSAL WALL SOCKET (13A) | I029999 | OSURVLNCE | A | Test5787 | 5831 | C | NOS.
NUTANIX SUPPORT CONTRACT – PLATINUM | I030000 | VMAISPDH | B | Test5788 | 5832 | C | NOS.
BOTTLE TRAP | I030001 | OSITEMAINT | A | Test5789 | 5833 | C | NOS.
A0020-002-001-001-001-1:IG 4200-1000 CONCURRENT DEVICE(SL136 | I030003 | SMODROUT | A | Test5790 | 5834 | C | NOS.
901-R510-XX00:ZONEFLEX R510 DUAL BAND WIRELESS AP(SL136) | I030006 | SWIFIEQUIP | A | Test5791 | 5835 | C | NOS.
902-0162-UK00:SPARES OF POWER OVER ETHERNET ADPTR UK(SL136) | I030007 | SWIFIEQUIP | A | Test5792 | 5836 | C | NOS.
A0022-001-001-001-001-1:ACCOUNT PRINTER (AP 2100) (SL136) | I030009 | SSTNMAT | A | Test5793 | 5837 | C | NOS.
A0022-004-001-001-001-1:PRINTER PAPER FOR AP2100X10(SL136) | I030010 | SSTNMAT | A | Test5794 | 5838 | C | NOS.
MXK-194: MXK 4-PORT GPON,8 FE/GE-48VDC(REQUIRES SFPS)(SL136) | I030011 | SOPFIBRNTWK | A | Test5795 | 5839 | C | NOS.
XP-AC-SUPPLY:AC POWER SUPPLY, 90-264 VAC, 48 VDC, 150W(SL136 | I030012 | SOPFIBRNTWK | A | Test5796 | 5840 | C | NOS.
ZNID-GPON-2425A-UK:INDOOR GPON ONT, 4XGE, 2XPOTS, 1XRF VIDEO | I030013 | SOPFIBRNTWK | A | Test5797 | 5841 | C | NOS.
ZNID-GPON-2628A-UK:INDOOR GPON ONT, 2XPOTS, 8XGE(SL136) | I030014 | SOPFIBRNTWK | A | Test5798 | 5842 | C | NOS.
TRENCHING | I030015 | V-IPTV_INST | B | Test5799 | 5843 | C | NOS.
CIVIL WORK | I030016 | VSECUSER | B | Test5800 | 5844 | C | NOS.
STARTER MOTOR FOR DUETZ GENERATOR SN 10765772 MODEL F4M2011 | I030017 | OGENTSP | A | Test5801 | 5845 | C | NOS.
CHARGING ALTERNATOR FOR DUETZ GENERATOR SN10765772 M F4M2011 | I030018 | OGENTSP | A | Test5802 | 5846 | C | NOS.
COOLANT FILTER 20532237 FOR VOLVO ENGINE SN 2016033428 | I030019 | OGENTSP | A | Test5803 | 5847 | C | NOS.
DSE 7320 GEN CONTROLLER | I030020 | OGENTSP | A | Test5804 | 5848 | C | NOS.
BOUQUET | I030021 | VEXTPDHI | B | Test5805 | 5849 | C | NOS.
DELL 16GB 2RX4 PC4-2133MHZ 288-PIN 1.2V ECC MEMORY | I030022 | SSRVRACS | A | Test5806 | 5850 | C | NOS.
COFFEE TABLE | I030023 | CFURNITURE | A | Test5807 | 5851 | C | NOS.
DOUBLE BED 1900X1200MM PINE WOOD | I030024 | CFURNITURE | A | Test5808 | 5852 | C | NOS.
SPRING MATTRESS 8.5 INCH+MEMORY FOAM | I030025 | CFURNITURE | A | Test5809 | 5853 | C | NOS.
SOFA | I030026 | CFURNITURE | A | Test5810 | 5854 | C | NOS.
CTI-63 TRANSFER PANEL | I030027 | CGENTSP | A | Test5811 | 5855 | C | NOS.
NEZ-5130-EPCW4:AUTODOME 5000 HD 720P 30X PEND CL OUT | I030028 | SSURVLNCE | A | Test5812 | 5856 | C | NOS.
VDA-AD-JNB:JUNCTION BOX FOR AD IP 4000/5000 | I030029 | SSURVLNCE | A | Test5813 | 5857 | C | NOS.
NE-AG-3546:NE-AG-5060 ENCLOSURE 350X465X200(SL136) | I030030 | SSURVLNCE | A | Test5814 | 5858 | C | NOS.
DS-3546 P/L:DS-3546 P/L BACK PLATE | I030031 | SSURVLNCE | A | Test5815 | 5859 | C | NOS.
SUN-SC-3M-SC-SM- SX-3P:FIBER OPTIC PATCHCORD | I030032 | OCRITICAL-ITEMS | A | Test5816 | 5860 | C | NOS.
TROUSER MATERIAL FEMALE SB-3 BLACK COLOR | I030033 | OUNIFMAT | A | Test5817 | 5861 | C | yd
SINGLE BED SHEET 93X200CM | I030034 | CSITEMAINT | A | Test5818 | 5862 | C | Set
DOUBLE BED SHEET 123X200CM | I030035 | CSITEMAINT | A | Test5819 | 5863 | C | Set
FIBER PILLOW 45X70CM 800G | I030036 | CSITEMAINT | A | Test5820 | 5864 | C | Pair
FREEZER TCF1480 | I030037 | CSITEMAINT | A | Test5821 | 5865 | C | NOS.
3MG27101WW:8038 PREMIUM DESKPHONE INT | I030038 | OCRITICAL-ITEMS | A | Test5822 | 5866 | C | NOS.
42U SERVER RACK WIDTH X DEPTH600X1000MM BLK-WT2041D42(SL135) | I030039 | SSRVRKS | A | Test5823 | 5867 | C | NOS.
PDU 8WAY POWR EXTEN BOARD WITH IEC SOCKET 1U WT-2271A(SL135) | I030040 | SSRVRACS | A | Test5824 | 5868 | C | NOS.
BULB HOUSING (60020) 60025-0001 | I030041 | OSPRVEHBT | A | Test5825 | 5869 | C | NOS.
WATER PROOF FUSE HOLDER | I030042 | OSPRVEHBT | A | Test5826 | 5870 | C | NOS.
3GV27063TB:IP TOUCH 4018 PHONE EXTENDED EDITION URBAN GREY | I030043 | OCRITICAL-ITEMS | A | Test5827 | 5871 | C | NOS.
BATTERY CR 2032(SL121) | I030044 | SINSTMAT | A | Test5828 | 5872 | C | NOS.
DELIVERY CHARGES | I030045 | VEXTPDHM | B | Test5829 | 5873 | C | NOS.
STACKING CABLE, CX4, 3 METERS | I030046 | CINSTMAT | A | Test5830 | 5874 | C | NOS.
VESS R2600IS EMEA INCL. 16X 6TB NL SAS HDD (96TB) | I030047 | CINSTMAT | A | Test5831 | 5875 | C | NOS.
VESS R2600ID EMEA INCL. 16X 6TB NL SAS HDD (96TB) | I030048 | CINSTMAT | A | Test5832 | 5876 | C | NOS.
12 PORT FULLY LOADED ODF WITH SC/APC CONNECTORS ,SM(SL135) | I030049 | SINSTMAT | A | Test5833 | 5877 | C | NOS.
CABLE MANAGEMENT 2U(SL135) | I030050 | SINSTMAT | A | Test5834 | 5878 | C | NOS.
MXK-194-MXK 4-PORT GPON, 8 FE/GE,-48VDC(REQUIRES SFPS)(SL139 | I030051 | SOPFIBRNTWK | A | Test5835 | 5879 | C | NOS.
XP-AC-SUPPLY:AC POWER SUPPLY, 90-264 VAC, 48 VDC,150W(SL139) | I030052 | SOPFIBRNTWK | A | Test5836 | 5880 | C | NOS.
MXK-GPON-SFP-B+-RSSI:MXK GPON SFP B+OPTIC SUP.DGTL (SL139) | I030053 | SOPFIBRNTWK | A | Test5837 | 5881 | C | NOS.
SFP-GE-LX-1310-DLC-E:SFP GE LX(1000MBPS)TX1310 RX1310(SL139) | I030054 | SOPFIBRNTWK | A | Test5838 | 5882 | C | NOS.
ZPON-JMPR-SC/APC-SC/UPC-SM-3M:PON FIBR JMPR SM 10FT(SL139) | I030055 | SOPFIBRNTWK | A | Test5839 | 5883 | C | NOS.
ZPON-SPLT-1X2-SC/APC-1LGX:PON SPLITTERS 1X2 SC/APC CON(SL139 | I030056 | SOPFIBRNTWK | A | Test5840 | 5884 | C | NOS.
ZNID-GPON-2648P-UK:INDOOR GPON ONT(SL139) | I030057 | SOPFIBRNTWK | A | Test5841 | 5885 | C | NOS.
NTI-50022-A3:INFRARED IP BULLET 1080P IP66 AVF (SL139) | I030058 | SSURVLNCE | A | Test5842 | 5886 | C | NOS.
NTI-BLC-SMB: SURFACE MNT FOR BULLET CAMERA (SL139) | I030059 | SSURVLNCE | A | Test5843 | 5887 | C | NOS.
DIP-7183-8HD:DIVAR IP 7000 2U 8X3TB(SL139) | I030060 | SSURVLNCE | A | Test5844 | 5888 | C | NOS.
A0020-001-001-001-001-1:IG4200 HOSP BASE SYS:500 D LIC(SL139 | I030061 | SMODROUT | A | Test5845 | 5889 | C | NOS.
A0022-001-001-001-001-1:ACCOUNT PRINTER (AP 2100) (SL139) | I030062 | SPRNTRS | A | Test5846 | 5890 | C | NOS.
A0022-004-001-001-001-1:PRINTER PAPER FOR AP2100X10(SL139) | I030063 | SSTNMAT | A | Test5847 | 5891 | C | NOS.
TE333391:TELEMATRIX 3300MWD-BLACK (SL139) | I030064 | STELEEQ | A | Test5848 | 5892 | C | NOS.
SPRING. P/N:6H14386K1000 | I030065 | OENGSPARES | A | Test5849 | 5893 | C | NOS.
901-R310-XX02:ZONEFLEX R300 DUAL BAND INDOOR ACCESS P(SL139) | I030067 | SWIFIEQUIP | A | Test5850 | 5894 | C | NOS.
901-T300-XX01:ZONEFLEX T300,OMNI,OUTDOOR ACCESS POINT(SL139) | I030068 | SWIFIEQUIP | A | Test5851 | 5895 | C | NOS.
OS6350-P24 GIGABIT ETHERNET 1RU CHASSIS WITH 24 POE(SL139) | I030072 | SMODROUT | A | Test5852 | 5896 | C | NOS.
OS6350-P48 GIGABIT ETHERNET 1RU CHASSIS WITH 48 POE(SL139) | I030073 | SMODROUT | A | Test5853 | 5897 | C | NOS.
OS6860E-U28: GIGE L3 CHASSIS WITH 28X 100/1000 BASE-X(SL139) | I030074 | SMODROUT | A | Test5854 | 5898 | C | NOS.
SFP-GIG-LX:1000BASE-LX GIGABIT ETHERNET OPTICAL TRNCVR(SL139 | I030077 | SMODROUT | A | Test5855 | 5899 | C | NOS.
OS6350-P24 GIGABIT ETHERNET 1RU CHASSIS WITH 24 POE(SL138) | I030078 | SMODROUT | A | Test5856 | 5900 | C | NOS.
OS6350-P48 GIGABIT ETHERNET 1RU CHASSIS WITH 48 POE(SL138) | I030079 | SMODROUT | A | Test5857 | 5901 | C | NOS.
SFP-GIG-LX:1000BASE-LX GIGABIT ETHERNET OPTICAL TRNCVR(SL138 | I030080 | SMODROUT | A | Test5858 | 5902 | C | NOS.
NIN-41012-V3:IP DOME 720P INDOOR(SL138) | I030081 | SSURVLNCE | A | Test5859 | 5903 | C | NOS.
DIP-6183-4HD:DIVAR IP 6000 2U 4X3TB (SL138) | I030082 | SSURVLNCE | A | Test5860 | 5904 | C | NOS.
DIP-71F8-16HD:DIVAR IP 7000 3U 16X8TB (R2)(SL138) | I030083 | SSURVLNCE | A | Test5861 | 5905 | C | NOS.
ALUMINIUM CHECKER SHEET 3MM | I030085 | CSITEMAINT | A | Test5862 | 5906 | C | NOS.
DISH ANTENNA 8 FEET MESH C BAND PANORAMA(SL129) | I030086 | SANTMAST | A | Test5863 | 5907 | C | NOS.
DISH ANTENNA(SL129) | I030087 | SANTMAST | A | Test5864 | 5908 | C | NOS.
DISH ANTENNA 12 FEET ALUMINUM MESH(SL129) | I030088 | SANTMAST | A | Test5865 | 5909 | C | NOS.
DUAL FEED HORN(SL129) | I030089 | SANTMAST | A | Test5866 | 5910 | C | NOS.
LNB GARDINER(SL129) | I030090 | SANTMAST | A | Test5867 | 5911 | C | NOS.
WMG6406: WMG 6U SWING-OUT WALL MOUNT NETWORK CABINET | I030091 | SSRVRKS | A | Test5868 | 5912 | C | NOS.
BRAZING ROD | I030105 | OSITEMAINT | A | Test5869 | 5913 | C | NOS.
COPPER COIL ½” | I030106 | OSITEMAINT | A | Test5870 | 5914 | C | Roll
COPPER COIL 3/8” | I030107 | OSITEMAINT | A | Test5871 | 5915 | C | Roll
COACH SCREW 3/8” | I030108 | OSITEMAINT | A | Test5872 | 5916 | C | Roll
TRUNKING 4” X 2” | I030109 | OSITEMAINT | A | Test5873 | 5917 | C | NOS.
INSULATION PIPE ½” | I030110 | OSITEMAINT | A | Test5874 | 5918 | C | NOS.
INSULATION PIPE 3/8” | I030111 | OSITEMAINT | A | Test5875 | 5919 | C | NOS.
SONY BRAVIA TV KLV-40W652D | I030112 | ODISPDVCS | A | Test5876 | 5920 | C | NOS.
DC6PP24UKY1U:DIGILINK CAT6 UTP 24PORT PATCH PANL,FULLY LO 1U | I030113 | SSRVRKS | A | Test5877 | 5921 | C | NOS.
ACTRJ1UCMPM:DIGILINK 1U CABLE MANAGEMENT PANNEL | I030114 | SSRVRKS | A | Test5878 | 5922 | C | NOS.
BOSCH DRILL BIT SET HSS-TIN 25PCS | I030115 | CTOOLS | A | Test5879 | 5923 | C | NOS.
BOSCH JIGSAW GST 150 BCE | I030116 | CTOOLS | A | Test5880 | 5924 | C | NOS.
CUT OFF WHEEL 14" YELLOW X 2.5MM | I030117 | CTOOLS | A | Test5881 | 5925 | C | NOS.
CUTTING WHEEL 4" X 1.0MM BLACK | I030118 | CTOOLS | A | Test5882 | 5926 | C | NOS.
GRINDING DISC 4" BLACK | I030119 | CTOOLS | A | Test5883 | 5927 | C | NOS.
SS CLOSED END HOOK 12MMX130MMX55MM | I030120 | CTOOLS | A | Test5884 | 5928 | C | NOS.
SS CLOSED END HOOK 16MMX150MMX55MM | I030121 | CTOOLS | A | Test5885 | 5929 | C | NOS.
SS HEX NUT 1/2" | I030122 | CTOOLS | A | Test5886 | 5930 | C | NOS.
SS HEX NUT 5/8" | I030123 | CTOOLS | A | Test5887 | 5931 | C | NOS.
WELDING MACHINE INVERTER ARC | I030124 | CPWRTOOLS | A | Test5888 | 5932 | C | NOS.
COMPOUND FOR POWER/EARTH JOINT BOX | I030126 | OSUBMSYSD | A | Test5889 | 5933 | C | NOS.
SPLITTER INDOOR 8 WAY | I030127 | OINSTMAT | A | Test5890 | 5934 | C | NOS.
ZHONE ONT ZNID-GPON-2427-XX | I030128 | OMODROUT | A | Test5891 | 5935 | C | NOS.
VRV III INVERTER COMPRESSOR | I030129 | CACNSPR | A | Test5892 | 5936 | C | NOS.
3 AIRTAMES + 3 ETHERNET ADAPTERS | I030130 | OMISC | A | Test5893 | 5937 | C | NOS.
SPP DAVINCI FRONT COVER | I030131 | OSURVLNCE | A | Test5894 | 5938 | C | NOS.
WATER TAP | I030132 | OSITEMAINT | A | Test5895 | 5939 | C | NOS.
STRATEGY FORMULATION WORKSHOP | I030133 | VENTERTA | B | Test5896 | 5940 | C | NOS.
NFC POS TERMINAL PAPER ROLLS | I030135 | POSG61 | A | Test5897 | 5941 | C | Roll
2-ANT-00083-D:PA-0727-9 ANTENNA ACCESSORY MULTIBAND OUTDOOR | I030136 | CINSTMAT | A | Test5898 | 5942 | C | NOS.
2-ACC-00173:SUN-PS-827-50-2-N(F) SPLITTER | I030137 | CINSTMAT | A | Test5899 | 5943 | C | NOS.
2-ACC-00174:SUN-PS-827-50-3-N(F) SPLITTER | I030138 | CINSTMAT | A | Test5900 | 5944 | C | NOS.
2-ACC-00175:SUN-PS-827-50-4-N(F) SPLITTER | I030139 | CINSTMAT | A | Test5901 | 5945 | C | NOS.
CFD200E-1111-5M:SMA STR.MALE CRIMP+GLUED HST/CFD-200-E BK CB | I030140 | CINSTMAT | A | Test5902 | 5946 | C | NOS.
CFD200E-1111-10M:SMA STR.MALE CRIMP+GLUED HST/CFD-200-E BLK | I030141 | CINSTMAT | A | Test5903 | 5947 | C | NOS.
CFD200E-1111-15M:SMA STR.MALE CRIMP+GLUED HST/CFD-200-E BLK | I030142 | CINSTMAT | A | Test5904 | 5948 | C | NOS.
CFD200E-1111-20M:SMA STR.MALE CRIMP+GLUED HST/CFD-200-E BLK | I030143 | CINSTMAT | A | Test5905 | 5949 | C | NOS.
TDSMPM277:SURGE PROTECTOR | I030144 | CLGTSPSP | A | Test5906 | 5950 | C | NOS.
QNAP TS-863U-RP-4G | I030145 | CMOBSWEQ | A | Test5907 | 5951 | C | NOS.
FLEXIBLE CABLE/PANEL WIRE 1CX70SQMM CU/PVC(BLACK) | I030146 | CPWRCABLE | A | Test5908 | 5952 | C | Mtr
SITE WEB DATA MAIN SERVER HP DL388 GEN9 | I030147 | CSRVRS | A | Test5909 | 5953 | C | NOS.
VMX 09-3440 VCAS ULTRA FOR IPTV AND INTERNETTVHOSPITALITY | I030148 | CSRVRS | A | Test5910 | 5954 | C | nos.
INSTALL AND CONFIG. OF VERIMATRIX DRM SYSTEM FOR MULTICAST | I030149 | Cap Related Ser | B | Test5911 | 5955 | C | Nos.
VMX 02-1001 : VIEWRIGHT STB IP CLIENT LICENSES FORHOSPITALIT | I030150 | OMISC | A | Test5912 | 5956 | C | NOS.
12 MONTHS 3RD LEVEL SW SUPPORT FOR VERIMATRIX - 1ST YR | I030151 | VMAINT&SC | B | Test5913 | 5957 | C | NOS.
DELL VOSTRO 5468-14" I5-U7200U-2.5GHZ | I030152 | SLPTPCMPT | A | Test5914 | 5958 | C | NOS.
HEALTH & SAFETY CONSULTANCY WORK | I030153 | VHEASAEX | B | Test5915 | 5959 | C | NOS.
ULTRALITE C NFC TAGS | I030154 | POSG61 | A | Test5916 | 5960 | C | NOS.
MICROSOFT SURFACE STUDIO | I030155 | CLPTPCMPT | A | Test5917 | 5961 | C | NOS.
MICROSOFT SURFACE PRO 12.3" 256GB MULTI-TOUCH TABLET | I030156 | CLPTPCMPT | A | Test5918 | 5962 | C | NOS.
TONER CARTRIDGE HP M452DN CF410A BLACK | I030157 | OSTNMAT | A | Test5919 | 5963 | C | NOS.
TONER CARTRIDGE HP M452DN CF411A CYAN | I030158 | OSTNMAT | A | Test5920 | 5964 | C | NOS.
TONER CARTRIDGE HP M452DN CF412A YELLOW | I030159 | OSTNMAT | A | Test5921 | 5965 | C | NOS.
TONER CARTRIDGE HP M452DN CF413A MAGENTA | I030160 | OSTNMAT | A | Test5922 | 5966 | C | NOS.
FC-10-001K1-247-02-12:24X7 FORTICARE CONTRACT-AUTHENTICATOR | I030161 | Sales Relat Ser | B | Test5923 | 5967 | C | NOS.
FC-10-L3004-311-02-12:8X5 FORTICARE CONTRACT-ANALYSER | I030162 | Sales Relat Ser | B | Test5924 | 5968 | C | NOS.
FC-10-M0300-311-02-12:8X5 ENHANCED FORTICARE-MANAGER | I030163 | Sales Relat Ser | B | Test5925 | 5969 | C | NOS.
FABRICATION CHARGES | I030164 | Cap Related Ser | B | Test5926 | 5970 | C | NOS.
OS6350-P24 GIGABIT ETHERNET 1RU CHASSIS WITH 24 POE(SL140) | I030165 | SMODROUT | A | Test5927 | 5971 | C | NOS.
OS6350-P48 GIGABIT ETHERNET 1RU CHASSIS WITH 48 POE(SL140) | I030166 | SMODROUT | A | Test5928 | 5972 | C | NOS.
OS6860E-U28: GIGE L3 CHASSIS WITH 28X 100/1000 BASE-X(SL140) | I030167 | SMODROUT | A | Test5929 | 5973 | C | NOS.
SFP-GIG-LX:1000BASE-LX GIGABIT ETHERNET OPTICAL TRNCVR(SL140 | I030170 | SMODROUT | A | Test5930 | 5974 | C | NOS.
MXK-194-MXK 4-PORT GPON, 8 FE/GE,-48VDC(REQUIRES SFPS)(SL140 | I030171 | SOPFIBRNTWK | A | Test5931 | 5975 | C | NOS.
XP-AC-SUPPLY:AC POWER SUPPLY, 90-264 VAC, 48 VDC,150W(SL140) | I030172 | SOPFIBRNTWK | A | Test5932 | 5976 | C | NOS.
MXK-GPON-SFP-B+-RSSI:MXK GPON SFP B+OPTIC SUP.DGTL (SL140) | I030173 | SOPFIBRNTWK | A | Test5933 | 5977 | C | NOS.
SFP-GE-LX-1310-DLC-E:SFP GE LX(1000MBPS)TX1310 RX1310(SL140) | I030174 | SOPFIBRNTWK | A | Test5934 | 5978 | C | NOS.
ZPON-JMPR-SC/APC-SC/UPC-SM-3M:PON FIBR JMPR SM 10FT(SL140) | I030175 | SOPFIBRNTWK | A | Test5935 | 5979 | C | NOS.
ZPON-SPLT-1X2-SC/APC-1LGX:PON SPLITTERS 1X2 SC/APC CON(SL140 | I030176 | SOPFIBRNTWK | A | Test5936 | 5980 | C | NOS.
ZPON-SPLT-1X32-SC/APC-1RU:PON SPLITTERS 1X32(SL140) | I030177 | SOPFIBRNTWK | A | Test5937 | 5981 | C | NOS.
A0019-002-001-001-001-1:IG4100-300 CONCURRENT DEVICE(SL140) | I030179 | SMODROUT | A | Test5938 | 5982 | C | NOS.
A0022-001-001-001-001-1:ACCOUNT PRINTER (AP 2100) (SL140) | I030180 | SPRNTRS | A | Test5939 | 5983 | C | NOS.
A0022-004-001-001-001-1:PRINTER PAPER FOR AP2100X10(SL140) | I030181 | SSTNMAT | A | Test5940 | 5984 | C | NOS.
3BA03215AA: GENERIC POWER CORD(SL140) | I030182 | SPABXSPR | A | Test5941 | 5985 | C | NOS.
3EH75001AB: MR3 MOUNTING KIT(SL140) | I030183 | SPABXSPR | A | Test5942 | 5986 | C | NOS.
3EH76034AA: BLIND SLOT STIFFENER(SL140) | I030184 | SPABXSPR | A | Test5943 | 5987 | C | NOS.
3BA00808AA:OMNIPCX ENTERPRISE HW, CS-2 CPU BD(SL140) | I030185 | SPABXSPR | A | Test5944 | 5988 | C | NOS.
3MG27101WW:8038 PREMIUM DESKPHONE INT(SL140) | I030186 | SPABXSPR | A | Test5945 | 5989 | C | NOS.
3MG27121WW:8068 NO BT PREMIUM DESKPHONE INT(SL140) | I030187 | SPABXSPR | A | Test5946 | 5990 | C | NOS.
SES200277/480:PROTECTOR,SURGE,277/480V 3PH,200KA,SERV ENTRAN | I030189 | CLGTSPSP | A | Test5947 | 5991 | C | NOS.
TDX200M277/480TT:MODULAR TDX PANEL PROTECTOR, 200 KA, 277/48 | I030190 | CLGTSPSP | A | Test5948 | 5992 | C | NOS.
INTEGRATION WITH THELCMS/LIBERATE FOREXTRACTING AGENT & MERC | I030192 | Cap Related Ser | B | Test5949 | 5993 | C | NOS.
LIBERATE-CHURN -PAYMENT MODE CHANGE | I030193 | Cap Related Ser | B | Test5950 | 5994 | C | NOS.
DHIRAAGU–OFF LINE AUTO SETTLEMENT | I030194 | Cap Related Ser | B | Test5951 | 5995 | C | NOS.
ADDING A COMMENT FIELD WHEN USER MANAGEMENT CONFIGURATIONS A | I030195 | Cap Related Ser | B | Test5952 | 5996 | C | NOS.
PIN CHANGE SHOULD BE ENABLED IN GUI | I030196 | Cap Related Ser | B | Test5953 | 5997 | C | NOS.
HANDLING | I030197 | Cap Related Ser | B | Test5954 | 5998 | C | NOS.
MERCHANT CATEGORIZATION | I030198 | Cap Related Ser | B | Test5955 | 5999 | C | NOS.
GWN7600LR:WIFI AP GRANDSTREAM OUTDOOR | I030199 | OMODROUT | A | Test5956 | 6000 | C | NOS.
OS6450-P10L:POE 8 PORT SWITCH | I030200 | OMODROUT | A | Test5957 | 6001 | C | NOS.
POE ADAPTOR GRAND STREAM | I030201 | OMODROUT | A | Test5958 | 6002 | C | NOS.
WALL MOUNT BRACKET FOR AP (CUSTOMIZED BRACKET) | I030202 | OINSTMAT | A | Test5959 | 6003 | C | NOS.
POLE ( AP MOUNTING 15 FEET) | I030203 | OINSTMAT | A | Test5960 | 6004 | C | NOS.
ENCDC10X8X3:ENCLOSURE BOX 10"X8"X3" | I030204 | OINSTMAT | A | Test5961 | 6005 | C | NOS.
TEMPORARY STAFF COST | I030205 | VTEMP-SC | B | Test5962 | 6006 | C | NOS.
RING BACK UP. P/N:65W438710000 | I030206 | OENGSPARES | A | Test5963 | 6007 | C | NOS.
O-RING. P/N:61A438640000 | I030207 | OENGSPARES | A | Test5964 | 6008 | C | NOS.
RING BACKUP. P/N:61A438740000 | I030208 | OENGSPARES | A | Test5965 | 6009 | C | NOS.
O-RING. P/N:69J389J0000 | I030209 | OENGSPARES | A | Test5966 | 6010 | C | NOS.
O-RING. P/N:6H1438611000 | I030210 | OENGSPARES | A | Test5967 | 6011 | C | NOS.
O-RING. P/N:6H1438610000 | I030211 | OENGSPARES | A | Test5968 | 6012 | C | NOS.
STARTER RELAY ASSY. P/N:69J819410000 | I030212 | OENGSPARES | A | Test5969 | 6013 | C | NOS.
COVER DUST. P/N:69J818690000 | I030213 | OENGSPARES | A | Test5970 | 6014 | C | NOS.
UNDERGROUND WARNING TAPE ORANGE 365MX75MMX0.10MM ORANGE | I030214 | OCRITICAL-ITEMS | A | Test5971 | 6015 | C | Roll
POS TERMINAL GL-14 | I030215 | POSG61 | A | Test5972 | 6016 | A | NOS.
24 FIBERS WITH 24 SC ADAPTOR AND SCSM SX 0.9MM 1.5M PIGTAILS | I030216 | SOPFIBRNTWK | A | Test5973 | 6017 | C | NOS.
24 FIBERS WITH 12 SC ADAPTOR AND SCSM SX 0.9MM 1.5M PIGTAILS | I030217 | SOPFIBRNTWK | A | Test5974 | 6018 | C | NOS.
SMT3000RMI2U:APC SMART-UPS 3000VA LCD RM 2U 230V | I030218 | SSRVRACS | A | Test5975 | 6019 | C | NOS.
SUA5000RMI5U:APC SMART-UPS 5000VA, 4000WATTS, 230V 5U RACK-M | I030219 | SSRVRACS | A | Test5976 | 6020 | C | NOS.
FG-500D-BDL:10XGE RJ45 PORTS,8XGE SFP SLOTS,FORTIASIC NP6 | I030220 | CMODROUT | A | Test5977 | 6021 | C | NOS.
FC-10-00502-900-02-12: UTM BUNDLE (8X5 FORTICARE PLUS NGFW, | I030221 | CMODROUT | A | Test5978 | 6022 | C | NOS.
FG-TRAN-LX:1GE SFP LX TRANSCEIVER MODULE FOR ALL SYSTEMS | I030222 | CMODROUT | A | Test5979 | 6023 | C | NOS.
PLSK-EXT-HP-M:PLESK EXT HOSTING PACK MTHLY | I030223 | VMAISPDH | B | Test5980 | 6024 | C | NOS.
PRODUCTION OF PIN BADGE | I030224 | VEXTPPRE | B | Test5981 | 6025 | C | NOS.
WT-2230A-9U:9U SERVER RACK BLACK(W-600MM/D-540MM)( SL140) | I030225 | SSRVRKS | A | Test5982 | 6026 | C | NOS.
WT-2230A-9U:9U SERVER RACK BLACK(W-600MM/D-540MM)(SL139) | I030226 | SSRVRKS | A | Test5983 | 6027 | C | NOS.
COMMPROVE AMC | I030227 | VMAISPDH | B | Test5984 | 6028 | C | NOS.
CURRENCY COUNTER MACHINE | I030230 | CMISC | A | Test5985 | 6029 | C | NOS.
FAP-224D-N:OUTDOOR WIRELESS AP+FC-10-P0227-247-02-12 FORTICA | I030231 | OCRITICAL-ITEMS | A | Test5986 | 6030 | C | NOS.
LICENCE FEE | I030232 | V-TV Service | B | Test5987 | 6031 | C | NOS.
OS6350-P48:OMNISWITCH 6350 SERIES 48 PORT POE SWITCH | I030233 | SMODROUT | A | Test5988 | 6032 | C | NOS.
FABRICATING/FIXING COSTS | I030234 | VREPDHID | B | Test5989 | 6033 | C | NOS.
XPROTECT EXPRESS DEVICE LICENSE | I030235 | V-I'NET-SEC-SER | B | Test5990 | 6034 | C | NOS.
HT812_2 FXS,2 GIGE,NAT ROUTER | I030236 | OMODROUT | A | Test5991 | 6035 | C | NOS.
AIRQ 270 SERIES COMMERCIAL SCENTING | I030237 | OSITEMAINT | A | Test5992 | 6036 | C | NOS.
GWN7600LR_LONG RANGE WIRELESS OUTDOOR AP | I030238 | OCRITICAL-ITEMS | A | Test5993 | 6037 | C | NOS.
GWN7000_MULTI-WAN GIGABIT VPN ROUTER | I030239 | OCRITICAL-ITEMS | A | Test5994 | 6038 | C | NOS.
POE INJECTOR(GRANDSTREAM) | I030240 | OCRITICAL-ITEMS | A | Test5995 | 6039 | C | NOS.
GXV3610_FHD:FHD DAY/NIGHT FIXED DOME IP CAMERA | I030241 | OCRITICAL-ITEMS | A | Test5996 | 6040 | C | NOS.
ACCOMMODATION & TRANSPORT | I030242 | Cap Related Ser | B | Test5997 | 6041 | C | NOS.
STETHOSCOPE – ENGINEERING DIAGNOSTIC | I030243 | OSPRVEHBT | A | Test5998 | 6042 | C | NOS.
DUAL ADOPTER CHARGER WITH VOLT METER –MARINE | I030244 | OSPRVEHBT | A | Test5999 | 6043 | C | NOS.
PA70020 – RG7/11/RG59/RG6 COMPRESSION TOOL (11298) | I030245 | CTOOLS | A | Test6000 | 6044 | C | NOS.
FTFS439-50 – FISHTAPE, FLEXIBLE STEEL – 50’ | I030246 | CINSTMAT | A | Test6001 | 6045 | C | NOS.
L77 – LEVEL, BUBBLE POP (11617) | I030247 | CTOOLS | A | Test6002 | 6046 | C | NOS.
L107 – LEVEL, TORPEDO (03583) (POP) | I030248 | CTOOLS | A | Test6003 | 6047 | C | NOS.
PA9716 – CONN RG6/6Q RCA COMPR 50-PK 50-PK (11414) | I030249 | CTOOLS | A | Test6004 | 6048 | C | NOS.
PA9687 – 6ONN RG6/6Q SEALTITE PRO CATVF 100 – PACK (10272) | I030250 | CTOOLS | A | Test6005 | 6049 | C | NOS.
03607 – STEP BIT KIT #1 & #3 (03607) | I030251 | CTOOLS | A | Test6006 | 6050 | C | NOS.
12V 100AH ENEX SEALED MF MARINE & RV BATTERY | I030252 | OMISC | A | Test6007 | 6051 | C | NOS.
SD.A3-EH00-00: A3-EI DUAL-BAND 3X3 802.11ACWIFI AP | I030253 | CWIFIEQUIP | A | Test6008 | 6052 | C | NOS.
SD.PE-8N00-00: POE INJECTOR FOR A8, A8N,A8N(AC) & A3 SERIES | I030254 | CWIFIEQUIP | A | Test6009 | 6053 | C | NOS.
SUN-OCC-96SMC-B: OUTDOOR CROSS-CONNECT CABINET | I030255 | SOPFIBRNTWK | A | Test6010 | 6054 | C | NOS.
SUN-ASC-AD: FIBER OPTIC ADAPTOR | I030256 | SOPFIBRNTWK | A | Test6011 | 6055 | C | NOS.
SUN-ASC-1M-SM-SX-0.9P: FIBER OPTIC PIGTAIL | I030257 | SOPFIBRNTWK | A | Test6012 | 6056 | C | NOS.
SUN-ASC-1M-ASCSM-SX-2P: FIBER OPTIC PATCHCORD | I030258 | SOPFIBRNTWK | A | Test6013 | 6057 | C | NOS.
SUN-ODB-RM2C-48SC:FIBER OPTIC TERMINAL BOX | I030259 | SOPFIBRNTWK | A | Test6014 | 6058 | C | NOS.
SUN-SC-1M-SM-SX-0.9P: FIBER OPTIC PIGTAIL | I030260 | SOPFIBRNTWK | A | Test6015 | 6059 | C | NOS.
SUN-ODB-RM2C-12SC: FIBER OPTIC TERMINAL BOX | I030261 | SOPFIBRNTWK | A | Test6016 | 6060 | C | NOS.
SUN-PLC132-2L1-ASC-C: PLC SPLITTER | I030262 | SOPFIBRNTWK | A | Test6017 | 6061 | C | NOS.
SUN-PLC116-2L1-ASC-C: PLC SPLITTER | I030263 | SOPFIBRNTWK | A | Test6018 | 6062 | C | NOS.
SUN-PP24-CAT6:UTP PATCH PANEL | I030264 | SOPFIBRNTWK | A | Test6019 | 6063 | C | NOS.
SUN-PP48-CAT6:UTP PATCH PANEL | I030265 | SOPFIBRNTWK | A | Test6020 | 6064 | C | NOS.
SUN-CMU-2U:CABLE MANAGEMENT | I030266 | SOPFIBRNTWK | A | Test6021 | 6065 | C | NOS.
SUN-LC-1M-SC-SM-SX-2P:FIBER OPTIC PATCHCORD | I030267 | SOPFIBRNTWK | A | Test6022 | 6066 | C | NOS.
SUN-LC-1M-SC-SM-DX-2P:FIBER OPTIC PATCHCORD | I030268 | SOPFIBRNTWK | A | Test6023 | 6067 | C | NOS.
SUN-LC-20M-SC-SM-DX-2P:FIBER OPTIC PATCHCORD | I030269 | SOPFIBRNTWK | A | Test6024 | 6068 | C | NOS.
SUN-LC-10M-SC-SM-DX-2P:FIBER OPTIC PATCHCORD | I030270 | SOPFIBRNTWK | A | Test6025 | 6069 | C | NOS.
SUN-LC-5M-SC-SM-DX-2P:FIBER OPTIC PATCHCORD | I030271 | SOPFIBRNTWK | A | Test6026 | 6070 | C | NOS.
SUN-LC-20M-LC-SM-DX-2P:FIBER OPTIC PATCHCORD | I030272 | SOPFIBRNTWK | A | Test6027 | 6071 | C | NOS.
SUN-LC-10M-LC-SM-DX-2P:FIBER OPTIC PATCHCORD | I030273 | SOPFIBRNTWK | A | Test6028 | 6072 | C | NOS.
SUN-LC-5M-LC-SM-DX-2P:FIBER OPTIC PATCHCORD | I030274 | SOPFIBRNTWK | A | Test6029 | 6073 | C | NOS.
FREIGHT CHARGES | I030275 | VREPDHID | B | Test6030 | 6074 | C | NOS.
APC RACK PDU, SWITCHED, 1U, 12A/208V, 10A/230V, (8)C13 | I030276 | CSRVRACS | A | Test6031 | 6075 | C | NOS.
CISCO CATALYST C3KX-NM-10G NETWORK MODULE | I030277 | CSRVRACS | A | Test6032 | 6076 | C | NOS.
CISCO SFP-10G-SR OPTICAL TRANSCEIVER | I030278 | CSRVRACS | A | Test6033 | 6077 | C | NOS.
CISCO GLC-SX-MM OPTICAL TRANSCEIVER | I030279 | CSRVRACS | A | Test6034 | 6078 | C | NOS.
FIBER PATCH CORD 10 METERS | I030280 | CSRVRACS | A | Test6035 | 6079 | C | NOS.
COMMENCEMENT FEE | I030281 | VSTAFADV | B | Test6036 | 6080 | C | NOS.
901-R700-WW00:ZONEFLEX R700 DUAL-BAND WIRELESS ACCESS POINT | I030282 | OMODROUT | A | Test6037 | 6081 | C | NOS.
DHIRAAGU LOCATION BASED AR APP | I030283 | Cap Related Ser | B | Test6038 | 6082 | C | NOS.
YOUTH APP IMPLEMENTATION | I030284 | Cap Related Ser | B | Test6039 | 6083 | C | NOS.
LAPTOP XPS 13(SL134) | I030285 | SLPTPCMPT | A | Test6040 | 6084 | C | NOS.
KIT-DELL THUNDERBOLT DOCK 240W(SL134) | I030286 | SPCACSRS | A | Test6041 | 6085 | C | NOS.
MONITORING NMS SOFTWARE INCL.SITE,GRAPHIC CONFIG TOOL & DSC | I030287 | Cap Related Ser | B | Test6042 | 6086 | C | NOS.
SQL2012 ENU X64 ON OS 2012,2008 64BIT SW | I030288 | Cap Related Ser | B | Test6043 | 6087 | C | NOS.
LICENSE FOR SITES | I030289 | Cap Related Ser | B | Test6044 | 6088 | C | NOS.
IMPLEMENTATION & FACTORY TRAINING | I030290 | Cap Related Ser | B | Test6045 | 6089 | C | NOS.
901-R710-UK00:R710 AP - ZONEFLEX DUAL-BAND (5GHZ AND 2.4GHZ | I030291 | OMODROUT | A | Test6046 | 6090 | C | NOS.
LAMINATE FLOORING | I030292 | OSITEMAINT | A | Test6047 | 6091 | C | NOS.
TARKETT SKIRTING | I030293 | OSITEMAINT | A | Test6048 | 6092 | C | NOS.
TARKETT END PROFILE | I030294 | OSITEMAINT | A | Test6049 | 6093 | C | NOS.
MINERAL CEILING PANELS 600X600 | I030295 | OSITEMAINT | A | Test6050 | 6094 | C | NOS.
PV-CF-S 2,5-6 (+):SUNCLIX DC CONNECTOR PIN (-) | I030296 | CPWR SYSTEM | A | Test6051 | 6095 | C | NOS.
PV-AS-MC4/6-150-MN-SET:PHOTOVOLTAIC ADAPTER SET | I030297 | CPWR SYSTEM | A | Test6052 | 6096 | C | NOS.
PV-CM-S 2,5-6 (-):SUNCLIX DC CONNECTOR SOCKET (+) | I030298 | CPWR SYSTEM | A | Test6053 | 6097 | C | NOS.
WIREFOX-D SR 6-1:STRIPPING TOOL | I030299 | CTOOLS | A | Test6054 | 6098 | C | NOS.
SZF 1-0,6X3,5:SCREWDRIVER | I030300 | CTOOLS | A | Test6055 | 6099 | C | NOS.
LABOUR HIRE | I030301 | VREPBLDEXT | B | Test6056 | 6100 | C | NOS.
MOBILE HANDSET ALCATEL ONE TOUCH 2045M | I030302 | OMOBHSET | A | Test6057 | 6101 | C | NOS.
MAKITA CUTOFF MACHINE 14" | I030303 | CPWRTOOLS | A | Test6058 | 6102 | C | NOS.
MAKITA CIRCULAR SAW 5008MG (210MM)8-1/4" | I030304 | CPWRTOOLS | A | Test6059 | 6103 | C | NOS.
COVER, DUST. P/N:6C818690000 | I030305 | OSPRVEHBT | A | Test6060 | 6104 | C | NOS.
ODF SUPPLY AND INSTALLATION | I030306 | Cap Related Ser | B | Test6061 | 6105 | C | Nos.
IG 4200 ACS ADVANCED - 1 YEAR SUBSCRIPTION | I030307 | VMAINT&SC | B | Test6062 | 6106 | C | NOS.
IG 4200 PREMIUM CARE (YEAR 2 AND 3) | I030308 | VMAINT&SC | B | Test6063 | 6107 | C | NOS.
LTE/3G/2G CPE - B315S-22 | I030309 | OMODROUT | A | Test6064 | 6108 | C | NOS.
POE INJECTOR:2XRJ45/1XGIGABIT POE 10/1999MBPS DC48VOUTPU | I030310 | OINSTMAT | A | Test6065 | 6109 | C | NOS.
DELL NETWORKING X1026PI POE SWITCH 24 PORT | I030311 | OMODROUT | A | Test6066 | 6110 | C | NOS.
250KVA UPS SYSTEM(NO BATT) | I030312 | CPWR SYSTEM | A | Test6067 | 6111 | C | NOS.
4SW DUAL INPUT EXTERNAL MAINTENANCE BYPASS PANEL | I030313 | CPWR SYSTEM | A | Test6068 | 6112 | C | NOS.
BYPASS ISOLATION TRANSFORMER | I030314 | CPWR SYSTEM | A | Test6069 | 6113 | C | NOS.
REMOTE LCD PANEL FOR MASTER HP(SIRIUS P) MPW | I030315 | CPWR SYSTEM | A | Test6070 | 6114 | C | NOS.
REMOTE LCD PANEL FOR PLANET UPS | I030316 | CPWR SYSTEM | A | Test6071 | 6115 | C | NOS.
PLASTIC DUST BIN 240L | I030319 | OSITEMAINT | A | Test6072 | 6116 | C | NOS.
BX650LI-MS:APC BACK UPS 650VA 230V AVR UNI SOCKET(SL136) | I030320 | SSRVRACS | A | Test6073 | 6117 | C | NOS.
PLSKVPS-ADD-PP-M:PLESK 10 DMNS LNX MNTHLY | I030322 | VMAISPDH | B | Test6074 | 6118 | C | NOS.
HDL HOME AUTOMATION DEMO CASE | I030323 | CMISC | A | Test6075 | 6119 | C | NOS.
HDL HOTEL AUTOMATION DEMO CASE | I030324 | CMISC | A | Test6076 | 6120 | C | NOS.
901-T710-XX01:ZONEFLEX T710 802.11AC WAVE 2 OD WRL AP(SL130) | I030325 | SWIFIEQUIP | A | Test6077 | 6121 | C | NOS.
FOAM LAYER | I030326 | OSITEMAINT | A | Test6078 | 6122 | C | sq. ft
UNDER LAYER | I030327 | OSITEMAINT | A | Test6079 | 6123 | C | Sq. ft
SKIRTING 75MM | I030328 | OSITEMAINT | A | Test6080 | 6124 | C | NOS.
UNIFLEX KIT PACK | I030329 | POSG24 | A | Test6081 | 6125 | A | NOS.
MAMEN KIT PACK | I030330 | POSG24 | A | Test6082 | 6126 | A | NOS.
CAT6A FULL BOOT S/FTP LSZH PATCH LEAD GREEN 5M | I030332 | CINSTMAT | A | Test6083 | 6127 | C | NOS.
CAT6A FULL BOOT S/FTP LSZH PATCH LEAD GREEN 3M | I030333 | CINSTMAT | A | Test6084 | 6128 | C | NOS.
CONTINENTAL MENU | I030334 | Cap Related Ser | B | Test6085 | 6129 | C | NOS.
GARBAGE DISPOSAL | I030335 | VOTHUTSE | B | Test6086 | 6130 | C | NOS.
RIGGING TRAINING | I030336 | VHEASAEX | B | Test6087 | 6131 | C | NOS.
CANVAS & FRAME FIXING | I030337 | V-Branding | B | Test6088 | 6132 | C | NOS.
APPLE WATCH SERIES 2 SPORTS 42MM SMART WATCH | I030338 | OMISC | A | Test6089 | 6133 | C | Nos.
MPXV2LL/A- MACBOOK PRO 13"W/ TOUCH BAR - MID 2017 | I030339 | OMISC | A | Test6090 | 6134 | C | NOS.
MAMEN KIT | I030340 | POSG24 | A | Test6091 | 6135 | A | Nos.
UNIFLEX KIT | I030341 | POSG24 | A | Test6092 | 6136 | A | Nos.
NUSHARP MULTI PURPOSE SHEAR 7-1/4” | I030343 | OTOOLS | A | Test6093 | 6137 | C | NOS.
SOCKET 1/4" DR 22PC ACE (2095834) | I030344 | OTOOLS | A | Test6094 | 6138 | C | NOS.
XG 105(W)SECURITY APPLIANCE-EU/UK POWER CORD (WITH WIRELESS) | I030345 | CMODROUT | A | Test6095 | 6139 | C | NOS.
XG 310 SECURITY APPLIANCE - EU/UK POWER CORD | I030346 | CMODROUT | A | Test6096 | 6140 | C | NOS.
XG 550 REV. 2 SECURITY APPLIANCE - EU/UK POWER CORD | I030347 | CMODROUT | A | Test6097 | 6141 | C | NOS.
8 PORT GBE COPPER FLEXI PORT MODULE (FOR XG 750 AND SG/XG 55 | I030348 | CMODROUT | A | Test6098 | 6142 | C | NOS.
4 PORT 10GBE SFP+ FLEXI PORT MODULE (FOR XG 750 AND SG/XG 55 | I030349 | CMODROUT | A | Test6099 | 6143 | C | NOS.
SOPHOS RED 15 APPLIANCE WITH 1 YEAR WARRANTY | I030350 | CMODROUT | A | Test6100 | 6144 | C | NOS.
XG 105 ENTERPRISEGUARD WITH ENHANCED SUPPORT (1YEAR) | I030351 | Cap Related Ser | B | Test6101 | 6145 | C | NOS.
XG 310 ENTERPRISEGUARD WITH ENHANCED SUPPORT (1YEAR) | I030352 | Cap Related Ser | B | Test6102 | 6146 | C | NOS.
XG 550 ENTERPRISEGUARD WITH ENHANCED SUPPORT (1YEAR) | I030353 | Cap Related Ser | B | Test6103 | 6147 | C | NOS.
XG 550 ENHANCED TO ENHANCED PLUS SUPPORT UPGRADE (1 YEAR) | I030354 | Cap Related Ser | B | Test6104 | 6148 | C | NOS.
XG 310 ENHANCED SUPPORT (1 YEAR) | I030355 | Cap Related Ser | B | Test6105 | 6149 | C | NOS.
8018 DESKPHONE W/O RJ45 CABLE | I030356 | STELEEQ | A | Test6106 | 6150 | C | NOS.
2 CORE SM NON AMOURED FIBER CABLE | I030357 | CLINPLNT | A | Test6107 | 6151 | C | Mtr
4 CORE SM NON AMOURED FIBER CABLE | I030358 | CLINPLNT | A | Test6108 | 6152 | C | Mtr
FABRICATION OF WORK IN PROGRESS BOARD | I030359 | VFIXBBHO | B | Test6109 | 6153 | C | NOS.
FABRICATION OF ROAD CLOSE SIGN BOARD | I030360 | VFIXBBHO | B | Test6110 | 6154 | C | NOS.
FABRICATION OF DHIRAAGU SIGN BOARD | I030361 | VFIXBBHO | B | Test6111 | 6155 | C | NOS.
ISR4331-AX/K9:CISCO ISR 4331 AX BUNDLE W/ APP,SEC LIC | I030362 | CSRVRACS | A | Test6112 | 6156 | C | NOS.
PWR-4330-AC:AC POWER SUPPLY FOR CISCO ISR 4330 | I030363 | CSRVRACS | A | Test6113 | 6157 | C | NOS.
ISRWAAS-RTU-750:ISRWAAS 750 CONNS RTU FOR ISR4300 SERIES | I030364 | CSRVRACS | A | Test6114 | 6158 | C | NOS.
MEM-FLSH-4G:4G FLASH MEMORY FOR CISCO ISR 4300 (SOLDERED ON | I030365 | CSRVRACS | A | Test6115 | 6159 | C | NOS.
MEM-4300-4G:4G DRAM (2G+2G) FOR CISCO ISR 4330, 4350 | I030366 | CSRVRACS | A | Test6116 | 6160 | C | NOS.
SM-S-BLANK:REMOVABLE FACEPLATE FOR SM SLOT ON CISCO 2900,390 | I030367 | CSRVRACS | A | Test6117 | 6161 | C | NOS.
CAB-ACU-RA:POWER CORD UK, RIGHT ANGLE | I030368 | CSRVRACS | A | Test6118 | 6162 | C | NOS.
ASR1001-X:CISCO ASR1001-X CHASSIS, 6 BUILT-IN GE, DUAL P/S, | I030369 | CSRVRACS | A | Test6119 | 6163 | C | NOS.
CAB-L620P-C13-US:POWER CORD, 250VAC, 15A, NEMA L6-20 TO C13, | I030370 | CSRVRACS | A | Test6120 | 6164 | C | NOS.
CON-SSS2P-ASR1001X:SOLN SUPP 24X7X2 CISCO ASR1001-X CHASSIS, | I030371 | Cap Related Ser | B | Test6121 | 6165 | C | NOS.
VWAAS-RTU-1300:VWAAS 1300 CONNS RTU FOR UCS-E ON SINGLE ISR | I030372 | Cap Related Ser | B | Test6122 | 6166 | C | NOS.
CON-ECMUS-VWS1300:SOLN SUPP SWSS VWAAS 1300 CONNS RTU FOR UC | I030373 | Cap Related Ser | B | Test6123 | 6167 | C | NOS.
CON-SSS2P-ISRW750:SOLN SUPP 24X7X2 ISRWAAS 750 CONNS RT | I030374 | Cap Related Ser | B | Test6124 | 6168 | C | NOS.
CON-SSS2P-SR4331AX:SOLN SUPP 24X7X2 CISCO ISR 4331 AX BUNDLE | I030375 | Cap Related Ser | B | Test6125 | 6169 | C | NOS.
SL-4330-IPB-K9:IP BASE LICENSE FOR CISCO ISR 4330 SERIES | I030376 | Cap Related Ser | B | Test6126 | 6170 | C | NOS.
SL-4330-APP-K9:APPX LICENSE FOR CISCO ISR 4330 SERIES | I030377 | Cap Related Ser | B | Test6127 | 6171 | C | NOS.
SL-4330-SEC-K9:SECURITY LICENSE FOR CISCO ISR 4330 SERIES | I030378 | Cap Related Ser | B | Test6128 | 6172 | C | NOS.
SISR4300UK9-316S:CISCO ISR 4300 SERIES IOS XE UNIVERSAL | I030379 | Cap Related Ser | B | Test6129 | 6173 | C | NOS.
CON-SSS2P-SLASR1AM:SOLN SUPP 24X7X2 CISCO ASR 1000 ADVANCED | I030380 | Cap Related Ser | B | Test6130 | 6174 | C | NOS.
ASR1K-OTHER:APPLICATIONS FOR ENTERPRISE OR SP- TRACKING ONLY | I030381 | Cap Related Ser | B | Test6131 | 6175 | C | NOS.
SASR1K1XUNLIK9-166:CISCO ASR1001-X IOS XE UNIVERSAL W/O LI | I030382 | Cap Related Ser | B | Test6132 | 6176 | C | NOS.
NUT SEL LOCKING P/N:9018512M1200 | I030383 | OENGSPARES | A | Test6133 | 6177 | C | NOS.
GROMMET P/N: 6E5427240000 | I030384 | OENGSPARES | A | Test6134 | 6178 | C | NOS.
GASKET MUFFLER P/N: 64D451230000 | I030385 | OENGSPARES | A | Test6135 | 6179 | C | NOS.
GASKET EXHAUST COVER P/N:6G541112A100 | I030386 | OENGSPARES | A | Test6136 | 6180 | C | NOS.
SPRAY DBNM2 P/N:907907805700 | I030387 | OENGSPARES | A | Test6137 | 6181 | C | NOS.
GASKET HEAD COVER P/N:6G511193A200 | I030388 | OENGSPARES | A | Test6138 | 6182 | C | NOS.
GASKET HEAD P/N:6G511181A300 | I030389 | OENGSPARES | A | Test6139 | 6183 | C | NOS.
CARBURETOR REPAIR KIT P/N:64DW00930100 | I030390 | OENGSPARES | A | Test6140 | 6184 | C | NOS.
DAMPER SEAL P/N:64D453750000 | I030391 | OENGSPARES | A | Test6141 | 6185 | C | NOS.
3MG27202WW:8028S PREMIUM DESKPHONE WW | I030393 | STELEEQ | A | Test6142 | 6186 | C | NOS.
3MG27207WW:8078S BT PREMIUM DESKPHONE WW | I030394 | STELEEQ | A | Test6143 | 6187 | C | NOS.
VOD SETUP FEE | I030395 | V-TV Service | B | Test6144 | 6188 | C | NOS.
PRTG 2500 - 12 MAINTENANCE MONTHS | I030397 | VMAINT&SC | B | Test6145 | 6189 | C | NOS.
JOYBOX-2560 REMOTE CNTROLLER | I030400 | POSG60 | A | Test6146 | 6190 | C | NOS.
JOYBOX - ANDREDO 2560 W/O REMOTE CONTROLLER | I030401 | CTOOLS | A | Test6147 | 6191 | C | NOS.
JOY BOX 2560 W/O REMOTE | I030402 | POSG60 | A | Test6148 | 6192 | C | NOS.
LAMINATE CLASSIC 1050 WALLNUT NATURAL OIL FINISH BRILLI TEX | I030403 | CSITEMAINT | A | Test6149 | 6193 | C | NOS.
AUTOMATIC SLIDING GATE | I030404 | CSITEMAINT | A | Test6150 | 6194 | C | NOS.
AKUSTIK PROTECT UNDERLAY | I030405 | CSITEMAINT | A | Test6151 | 6195 | C | NOS.
ARM SUPPORT | I030406 | CANTMAST | A | Test6152 | 6196 | C | NOS.
ALUMINIUM ADAPTOR 2 ½” B.S. INST. FEMALE TO 2 ½” JIS FEMALE | I030407 | OHEALTHSAFETY | A | Test6153 | 6197 | C | NOS.
WILD CARD | I030408 | VREPPCLA | B | Test6154 | 6198 | C | NOS.
CON-SNT-ISR4331AX:SNTC-8X5XNBD CISCO ISR 4331 AX BUNDLE | I030409 | CSRVRACS | A | Test6155 | 6199 | C | NOS.
CON-ECMU-ISRW750:SWSS UPGRADES ISRWAAS 750 CONNS RT | I030410 | Cap Related Ser | B | Test6156 | 6200 | C | NOS.
CON-ECMU-VWS1300:SWSS UPGRADES VWAAS 1300 CONNS RTU | I030411 | CAp Related Ser | B | Test6157 | 6201 | C | NOS.
SIKKEN PRIMER SURFACE (EPHSE) | I030412 | OMISC | A | Test6158 | 6202 | C | Ltr
HARDTOP XP WHITE A | I030413 | OMISC | A | Test6159 | 6203 | C | Ltr
RAL 2009 (VERKEHRS) HARDTOP XP | I030414 | OMISC | A | Test6160 | 6204 | C | Ltr
RAL 2003 (PASTELLOR) HARDTOP XP | I030415 | OMISC | A | Test6161 | 6205 | C | Ltr
RAL 3020 (PASTELLOR) HARDTOP XP | I030416 | OMISC | A | Test6162 | 6206 | C | Ltr
RAL 5018 (PASTELLOR) HARDTOP XP | I030417 | oMISC | A | Test6163 | 6207 | C | ltr
JOTUN THINNER NO10 | I030418 | omISC | A | Test6164 | 6208 | C | ltr
JOTUN THINNER NO17 | I030419 | omISC | A | Test6165 | 6209 | C | ltr
LOGITECH HARMONY HOME HUB | I030420 | OMODROUT | A | Test6166 | 6210 | C | NOS.
ZNID-GPON-2628P-UK 2XPOTS | I030421 | OMODROUT | A | Test6167 | 6211 | C | NOS.
ONSITE SUPPORT TO RESOLVE 2G NPO SERVER FAILURE ISSUE | I030422 | VREPMOBE | B | Test6168 | 6212 | C | NOS.
PLUG PROTOP,PN:160 | I030423 | CINSTMAT | A | Test6169 | 6213 | C | NOS.
WALL MOUNTED RECEPTACLE,PN:7612 | I030424 | CINSTMAT | A | Test6170 | 6214 | C | NOS.
CON-SNT-XFP10GMM:SNTC-8X5XNBD 10GBASE-SR XFP MODULE | I030425 | CSRVRACS | A | Test6171 | 6215 | C | NOS.
XFP10GER-192IR-L:LOW POWER MULTIRATE XFP SUPPORTING 10GBASE- | I030426 | CSRVRACS | A | Test6172 | 6216 | C | NOS.
3EH73084AF: CPU APPLICATIVE BOARD (GA-3 BOARD)(SL130) | I030427 | SPABXSPR | A | Test6173 | 6217 | C | NOS.
ZD1200:ZONE DIRECTOR LICENSE UPGRADE | I030428 | VREPTEST | B | Test6174 | 6218 | C | NOS.
AIR CONDITIONER 18K BTU CEILING CASSETTE | I030429 | CACNSPR | A | Test6175 | 6219 | C | NOS.
GOOGLE HOME | I030430 | OMODROUT | A | Test6176 | 6220 | C | NOS.
RASPBERRY PI3 | I030431 | OPCSYSTEM | A | Test6177 | 6221 | C | NOS.
MINI MICROPHONE USB 2.0 | I030432 | OMISC | A | Test6178 | 6222 | C | NOS.
SAMSUNG GALAXY TAB S3 9.7" 32GB WITH S PEN | I030434 | CMOBHSET | A | Test6179 | 6223 | C | NOS.
LAPTOP 16GB RAM DDR3L 1600MHZ | I030435 | OPCACSRS | A | Test6180 | 6224 | C | NOS.
1TB SSD | I030436 | OPCACSRS | A | Test6181 | 6225 | C | NOS.
USB TO SERIAL(RS232 CABLE)SUPP WIN 10 | I030437 | OPCACSRS | A | Test6182 | 6226 | C | NOS.
DELL LATITUDE 3450 BATTERY | I030438 | OPCACSRS | A | Test6183 | 6227 | C | NOS.
WD 512GB SSD | I030439 | OPCACSRS | A | Test6184 | 6228 | C | NOS.
CBS NEW HARDWARE SUPPORT & MAINTENANCE 20170609 – 20180608 | I030440 | Cap Related Ser | B | Test6185 | 6229 | C | NOS.
PRODUCTION OF TVC | I030441 | V-Branding | B | Test6186 | 6230 | C | NOS.
D9800-SS-MPEGOIP:D9800 SINGLE STREAM CHASSIS W/ASI AND MPEGO | I030444 | CBRBPLEQ | A | Test6187 | 6231 | C | NOS.
D9800-PANEL-C D9800:REAR PANEL C | I030445 | CBRBPLEQ | A | Test6188 | 6232 | C | NOS.
D9800-GEN-FLAG:D9800 GENERIC UNIT | I030446 | CBRBPLEQ | A | Test6189 | 6233 | C | NOS.
CAB-C13-C14-AC:POWER CORD C13 TO C14 10A | I030447 | CBRBPLEQ | A | Test6190 | 6234 | C | NOS.
D9800-3G-SDI:D9800 DECODER BOARD WITH ANALOG AND DIGITAL OUT | I030448 | CBRBPLEQ | A | Test6191 | 6235 | C | NOS.
D9800-DVB-CI:D9800 DVB-CI MODULE FOR UP TO 2 CAMS | I030449 | CBRBPLEQ | A | Test6192 | 6236 | C | NOS.
D9800-SAT-GEN1:4 PORT DVB-S/S2 SATELLITE CARD | I030450 | CBRBPLEQ | A | Test6193 | 6237 | C | NOS.
SWD9800-LATEST:SW, D9800, LATEST VERSION | I030451 | Cap Related Ser | B | Test6194 | 6238 | C | NOS.
L-D9800-DEC-AVC:D9800 AVC DECODE ENABLEMENT LICENSE | I030452 | Cap Related Ser | B | Test6195 | 6239 | C | NOS.
CON-RFR-D9800OIP:RETURN FOR REPAIR D9800 SINGLE STREAM CHASS | I030453 | Cap Related Ser | B | Test6196 | 6240 | C | NOS.
CON-RFR-D9800GSD:RETURN FOR REPAIR D9800 DECODER BOARD WITH | I030454 | Cap Related Ser | B | Test6197 | 6241 | C | NOS.
CON-RFR-D9800VBI:RETURN FOR REPAIR D9800 DVB-CI MODULE | I030455 | Cap Related Ser | B | Test6198 | 6242 | C | NOS.
CON-RFR-D9800EN1:RETURN FOR REPAIR 4 PORT DVB-S/S2 SATE | I030456 | Cap Related Ser | B | Test6199 | 6243 | C | NOS.
AMAZON ECHO SHOW | I030457 | OMODROUT | A | Test6200 | 6244 | C | NOS.
FLASH DISK OTG MICRO 64GB | I030458 | OMISC | A | Test6201 | 6245 | C | NOS.
AGENTS FEE | I030459 | VSTACOME | B | Test6202 | 6246 | C | NOS.
LINKSYS SMART LGS318P-SWITCH MANAGED-16 X10/100/1000(MS045) | I030460 | SMODROUT | A | Test6203 | 6247 | C | NOS.
8MM DIAMETER 7X19 STAINLESS STEEL ROPE | I030461 | CMISC | A | Test6204 | 6248 | C | Mtr
OPTICAL LIGHT SOURCE | I030462 | COPFIBRNTWK | A | Test6205 | 6249 | C | NOS.
FIBER ONE CLICK CLEANER | I030463 | COPFIBRNTWK | A | Test6206 | 6250 | C | NOS.
FIBER MECHANICAL ATTENUATOR 10DB SC/PC | I030464 | COPFIBRNTWK | A | Test6207 | 6251 | C | NOS.
BARE FIBER ADAPTOR SC/PC | I030465 | COPFIBRNTWK | A | Test6208 | 6252 | C | NOS.
ONE HOLE FIBER STRIPPER | I030466 | COPFIBRNTWK | A | Test6209 | 6253 | C | NOS.
HARDWARE OLT INCLUDING OLT SOFTWARE | I030467 | CBRBPLEQ | A | Test6210 | 6254 | C | NOS.
HG8M018245Q2:HG8245Q2 GPON TERMINAL SC/APC EU ADAPTER EN DOC | I030468 | CMODROUT | A | Test6211 | 6255 | C | NOS.
NMS LICENSE WITH EXISTING EOS NMS VERSION UPGRADE SOFTWARE | I030469 | Cap Related Ser | B | Test6212 | 6256 | C | NOS.
NMS LICENSE FOR EXISTING NETWORK REQUIREMENT | I030470 | Cap Related Ser | B | Test6213 | 6257 | C | NOS.
PVR-8K:PROVIEW 8K ATO MODEL | I030471 | CBRBPLEQ | A | Test6214 | 6258 | C | NOS.
PVR-8130-01:PROVIEW 8130: PROFESSIONAL DECODER WITH DIGITAL | I030472 | CBRBPLEQ | A | Test6215 | 6259 | C | NOS.
093-0188-001F:CABLE POWER (U.K) | I030473 | CBRBPLEQ | A | Test6216 | 6260 | C | NOS.
PVR-7K:PROVIEW 7K ATO MODEL | I030474 | CBRBPLEQ | A | Test6217 | 6261 | C | NOS.
PVR-7100-CHS-AC-UPG:PROVIEW 7100 CHASSIS; AC POWER SUPPLY, 4 | I030475 | CBRBPLEQ | A | Test6218 | 6262 | C | NOS.
PVR-7K-PANEL-BLANK:BLANK REAR PANEL FOR PROVIEW-7100TSD | I030476 | CBRBPLEQ | A | Test6219 | 6263 | C | NOS.
PVR-7K-DVBS-LC-0004:PROVIEW 7000/7100 FOUR PORTS DVB-S FRONT | I030477 | CBRBPLEQ | A | Test6220 | 6264 | C | NOS.
FW-PVR-8K-VDEC-HD:PROVIEW 8000 FW LICENSE FOR MPEG2 ORAVC HD | I030478 | Cap Related Ser | B | Test6221 | 6265 | C | NOS.
FW-PVR-8K-ADEC-5.1:PROVIEW 8000 FW LICENSE FOR DECODE AND OU | I030479 | Cap Related Ser | B | Test6222 | 6266 | C | NOS.
FW-PVR-7K-DVBS2:PROVIEW 7000/7100 FW LICENSE FOR DVB-S2. THE | I030480 | Cap Related Ser | B | Test6223 | 6267 | C | NOS.
FW-PVR-7K-DESCR 0001:PROVIEW 7000/7100 FW LICENSE FOR MULTI | I030481 | Cap Related Ser | B | Test6224 | 6268 | C | NOS.
FW-PVR-7K-4TS:PROVIEW 7000/7100 FW LICENSE FOR FOUR LOGICAL | I030482 | Cap Related Ser | B | Test6225 | 6269 | C | NOS.
SW-LIC-10:CLASS 10 NMX DEVICE LICENSE | I030483 | Cap Related Ser | B | Test6226 | 6270 | C | NOS.
STOPPERS | I030484 | OINSTMAT | A | Test6227 | 6271 | C | NOS.
APC SMART BATTERY BACKUP UPS 650VA | I030485 | OPWR SYSTEM | A | Test6228 | 6272 | C | NOS.
AUTOCAD LICENSE YEARLY | I030486 | VSUBSCRP | B | Test6229 | 6273 | C | NOS.
48VDC INVERTER 5KVA | I030487 | CRECTSP | A | Test6230 | 6274 | C | NOS.
FDT-T3-144:FIBER OPTIC CROSS-CONNECT CABINET | I030488 | COPFIBRNTWK | A | Test6231 | 6275 | C | NOS.
FDT-T3-96:OUTDOOR CROSS-CONNECT CABINET | I030489 | COPFIBRNTWK | A | Test6232 | 6276 | C | NOS.
PLCS-B2-2-2-10-10-SUSU-B-0:PLC SPLITTER | I030490 | COPFIBRNTWK | A | Test6233 | 6277 | C | NOS.
ODF-P4-01-NIL-720-NIL-GREY:FIBER OPTIC DISTRIBUTION FRAME | I030491 | COPFIBRNTWK | A | Test6234 | 6278 | C | NOS.
FOST-12C:INTEGRATED SPLICING TRAY | I030492 | COPFIBRNTWK | A | Test6235 | 6279 | C | NOS.
OFP-S0-SU-SU-SP-30-YL-3:FIBER OPTIC PATCH CORD | I030493 | COPFIBRNTWK | A | Test6236 | 6280 | C | NOS.
ODF-P1-48:FIBER OPTIC TERMINAL BOX | I030494 | COPFIBRNTWK | A | Test6237 | 6281 | C | NOS.
FAT-2A:FIBER OPTIC DISTRIBUTION BOX | I030495 | COPFIBRNTWK | A | Test6238 | 6282 | C | NOS.
FAT-8A:FIBER OPTIC DISTRIBUTION BOX | I030496 | COPFIBRNTWK | A | Test6239 | 6283 | C | NOS.
FAOC-SU: FIBER OPTIC FAST CONNECTOR | I030497 | COPFIBRNTWK | A | Test6240 | 6284 | C | NOS.
OFP-S0-SU-NIL-SP-09-WT-1:FIBER OPTIC PIGTAIL | I030498 | COPFIBRNTWK | A | Test6241 | 6285 | C | NOS.
MSA-SUS: FIBER OPTIC ADAPTOR | I030499 | COPFIBRNTWK | A | Test6242 | 6286 | C | NOS.
HUAWEI PATCH CORD SC/APC,SC/PC,SM,3M,G.652D,3MM; FSSS00301 | I030500 | COPFIBRNTWK | A | Test6243 | 6287 | C | NOS.
8734599:JABRA DUAL 3.5MM STEREO JACKS TO QD(PC VERSION)SL130 | I030504 | STELEEQ | A | Test6244 | 6288 | C | NOS.
12KVA PRIME POWER AT 400V 3PHASE 50HZ | I030505 | CPWR SYSTEM | A | Test6245 | 6289 | C | NOS.
SEALING WASHER -6068SFM50. P/N:JD-R51936 | I030506 | OENGSPARES | A | Test6246 | 6290 | C | NOS.
O-RING KIT NOZZLE - 6068SFM50. P/N:JD-RE64292 | I030507 | OENGSPARES | A | Test6247 | 6291 | C | NOS.
INJECTOR NOZZLE - 6068SFM50 P/N:JD-RE535321 | I030508 | OENGSPARES | A | Test6248 | 6292 | C | NOS.
RAW WATER PUMP KIT - 6068SFM50. P/N:JD-RE49896 | I030509 | OENGSPARES | A | Test6249 | 6293 | C | NOS.
SOLDERING IRON TEMP CONTROL 80W | I030510 | OTOOLS | A | Test6250 | 6294 | C | NOS.
SOLDERING PASTE | I030511 | OTOOLS | A | Test6251 | 6295 | C | NOS.
UTILITY BOX | I030512 | OTOOLS | A | Test6252 | 6296 | C | NOS.
MICRO SIREN AE415 | I030513 | OTOOLS | A | Test6253 | 6297 | C | NOS.
SWITCH PANEL (INOX) AUTO MANUAL | I030514 | OTOOLS | A | Test6254 | 6298 | C | NOS.
HOSE 5/8” X 50’ | I030515 | OTOOLS | A | Test6255 | 6299 | C | NOS.
BRASS COUPLING SET | I030516 | OTOOLS | A | Test6256 | 6300 | C | NOS.
NOZZLE 3 PTM FNT TRG | I030517 | OTOOLS | A | Test6257 | 6301 | C | NOS.
GALAXY NOTE 8-64GB(BLACK) | I030518 | POSG12 | A | Test6258 | 6302 | A | NOS.
GALAXY NOTE 8-64GB(ORCHID GRY) | I030519 | POSG12 | A | Test6259 | 6303 | A | NOS.
OUTDOOR ENCLOSURE DS-3546(SL136) | I030520 | SINSTMAT | A | Test6260 | 6304 | C | NOS.
PLASTIC MOUNTING PANEL DS-3546(SL136) | I030521 | SINSTMAT | A | Test6261 | 6305 | C | NOS.
FC-10-00091-900-02-12:FORTIGATE FIREWALL LICENSE RENEWAL | I030522 | V-I'NET-SEC-SER | B | Test6262 | 6306 | C | NOS.
MICROSOFT SURFACE BOOK - 512GB / INTEL CORE I7 | I030524 | CLPTPCMPT | A | Test6263 | 6307 | C | NOS.
PLESK ONYX ACCOUNT SYNCHRONIZATION | I030525 | VMAISPDH | B | Test6264 | 6308 | C | NOS.
LED POINT LIGHT SOURCE P/N:YD-DGC-40-CX2-3S-TP5050-SHY-RGB3F | I030526 | CSITEMAINT | A | Test6265 | 6309 | C | NOS.
ORANGE STAINLESS STEEL STRUCTURE P/N:RAL2009 | I030527 | CSITEMAINT | A | Test6266 | 6310 | C | NOS.
MAIN CONTROLLER P/N:YD-2-CK-XS02 | I030528 | CSITEMAINT | A | Test6267 | 6311 | C | NOS.
DISTRIBUTOR CONTROLLER P/N:YD-2-CK-FP01 | I030529 | CSITEMAINT | A | Test6268 | 6312 | C | NOS.
POWER SUPPLY (MEANWELL) P/N:LRS-350-12 | I030530 | CSITEMAINT | A | Test6269 | 6313 | C | NOS.
POWER CABLES P/N:RVV2X4MM2 | I030531 | CSITEMAINT | A | Test6270 | 6314 | C | NOS.
PLYWOOD CASE FOR PACKAGE SIGNAGE(1550MM*1550MM*1120MM) | I030532 | CSITEMAINT | A | Test6271 | 6315 | C | NOS.
LED POINT LIGHT SOURCE P/N:YD-DGC-30-CX2-3S-TP-SHY5050-RGB3F | I030533 | CSITEMAINT | A | Test6272 | 6316 | C | NOS.
LED ALUMINUM ALLOY RAILΦ30-2Q | I030534 | CSITEMAINT | A | Test6273 | 6317 | C | NOS.
LED WALL WASHER P/N:YD-BTG-25-CX1-3S-TP-SHY-5050-RGB36-AS | I030535 | CSITEMAINT | A | Test6274 | 6318 | C | NOS.
LED WALL WASHER P/N:YD-BTG-25-CX1-3S-TP-SHY-5050-RGB18-AS | I030536 | CSITEMAINT | A | Test6275 | 6319 | C | NOS.
LED WALL WASHER P/N:YD-BTG-25-CX1-3S-TP-SHY-5050-RGB9-AS | I030537 | CSITEMAINT | A | Test6276 | 6320 | C | NOS.
LED LINEAR LIGHT P/N:YD-CZXT-25-CX1-3S-TP-SHY-5050-RGB36-AS | I030538 | CSITEMAINT | A | Test6277 | 6321 | C | NOS.
LED LINEAR LIGHT P/N:YD-CZXT-25-CX1-3S-TP-SHY-5050-RGB27-AS | I030539 | CSITEMAINT | A | Test6278 | 6322 | C | NOS.
LED LINEAR LIGHT P/N:YD-CZXT-25-CX1-3S-TP-SHY-5050-RGB9-AS | I030540 | CSITEMAINT | A | Test6279 | 6323 | C | NOS.
LED WALL WASHER P/N:YD-BTG-40-CX1-3S-CJ-R72G72B72-AS | I030541 | CSITEMAINT | A | Test6280 | 6324 | C | NOS.
LED WALL WASHER P/N:YD-BTG-40-CX1-3S-CJ-R36G36B36-AS | I030542 | CSITEMAINT | A | Test6281 | 6325 | C | NOS.
LED WALL WASHER P/N:YD-BTG-40-CX1-3S-CJ-R18G18B18-AS | I030543 | CSITEMAINT | A | Test6282 | 6326 | C | NOS.
POWER SUPPLY (MEANWELL) P/N:LRS-350-24 | I030544 | CSITEMAINT | A | Test6283 | 6327 | C | NOS.
3 CORE WIRE | I030545 | CSITEMAINT | A | Test6284 | 6328 | C | Mtr
4 CORE WIRE | I030546 | CSITEMAINT | A | Test6285 | 6329 | C | Mtr
Φ6 CONNECTOR | I030547 | CSITEMAINT | A | Test6286 | 6330 | C | Mtr
Φ3 CONNECTOR | I030548 | CSITEMAINT | A | Test6287 | 6331 | C | Mtr
IPHONE 8 SPACE GRAY 64GB | I030549 | POSG12 | A | Test6288 | 6332 | A | NOS.
IPHONE 8 SILVER 64GB | I030550 | POSG12 | A | Test6289 | 6333 | A | NOS.
IPHONE 8 GOLD 64GB | I030551 | POSG12 | A | Test6290 | 6334 | A | NOS.
IPHONE 8 SPACE GRAY 256GB | I030552 | POSG12 | A | Test6291 | 6335 | A | NOS.
IPHONE 8 SILVER 256GB | I030553 | POSG12 | A | Test6292 | 6336 | A | NOS.
IPHONE 8 GOLD 256GB | I030554 | POSG12 | A | Test6293 | 6337 | A | NOS.
IPHONE 8 PLUS SPACE GRAY 64GB | I030555 | POSG12 | A | Test6294 | 6338 | A | NOS.
IPHONE 8 PLUS SILVER 64GB | I030556 | POSG12 | A | Test6295 | 6339 | A | NOS.
IPHONE 8 PLUS GOLD 64GB | I030557 | POSG12 | A | Test6296 | 6340 | A | NOS.
IPHONE 8 PLUS SPACE GRAY 256GB | I030558 | POSG12 | A | Test6297 | 6341 | A | NOS.
IPHONE 8 PLUS SILVER 256GB | I030559 | POSG12 | A | Test6298 | 6342 | A | NOS.
IPHONE 8 PLUS GOLD 256GB | I030560 | POSG12 | A | Test6299 | 6343 | A | NOS.
TNT BATTERY MF(SIZE 308*174*232)12V 80AH | I030561 | OPWR SYSTEM | A | Test6300 | 6344 | C | NOS.
HOSE CLIP STEEL 1/2' | I030562 | CINSTMAT | A | Test6301 | 6345 | C | NOS.
CABLE CLIP WITH NAIL 18MM | I030563 | OINSTMAT | A | Test6302 | 6346 | C | Box
GASKET, COVER. P/N:68812414A100 | I030564 | OENGSPARES | A | Test6303 | 6347 | C | NOS.
GASKET FUEL PUMP. P/N:65024431A000 | I030565 | OENGSPARES | A | Test6304 | 6348 | C | NOS.
GASKET. P/N:6G545113A200 | I030566 | OENGSPARES | A | Test6305 | 6349 | C | NOS.
FUEL PUMP. P/N:6E5244100300 | I030567 | OENGSPARES | A | Test6306 | 6350 | C | NOS.
EXTENSION, WIRE HARNESS. P/N:61B8258A0100 | I030568 | OENGSPARES | A | Test6307 | 6351 | C | NOS.
ANNUAL SUBSCRIPTION FOR 5 ADDITIONAL TOUCHPOINT SURVEY-5PACK | I030569 | VCOMSUPT | B | Test6308 | 6352 | C | NOS.
FIDO-4R AJA QUAD OPTICAL FIBER TO 3G/HD/SD-SDI | I030570 | COPFIBRNTWK | A | Test6309 | 6353 | C | NOS.
FIDO-T-X AJA SINGLE CHANNEL 3G-SDI TO LC FIBER CONVERTER | I030571 | COPFIBRNTWK | A | Test6310 | 6354 | C | NOS.
AJA OPENGEAR FRAME (OPENGEAR-COMPATIBLE RACKFRAME) | I030572 | COPFIBRNTWK | A | Test6311 | 6355 | C | NOS.
OG-FIBER-2R OPENGEAR 2-CHANNEL SINGLE-MODE LC FIBER-3G-SDI | I030573 | COPFIBRNTWK | A | Test6312 | 6356 | C | NOS.
FPTP121:CUSTOMER SUCCESS MANAGEMENT SUPPORT BASIC | I030574 | VCOMSUPT | B | Test6313 | 6357 | C | NOS.
REDUNDANT POWER SUPPLY FOR OG-3-FR | I030575 | COPFIBRNTWK | A | Test6314 | 6358 | C | NOS.
ZERO CLIENT (CENTERM C75 V2) | I030576 | Cap Related Ser | B | Test6315 | 6359 | C | NOS.
SP-FXP-MAINT-T1:SOFTWARE M&S FOR 12 MONTHS | I030577 | VMAISPDH | B | Test6316 | 6360 | C | NOS.
SP-FLEX-HW-MAINT:SUPPORT FOR SERVER - PKF-SP-7000 FOR 12 MON | I030578 | VMAISPDH | B | Test6317 | 6361 | C | NOS.
TMS-MAINT-T1:ARBOR PROVIDES DIRECT 1ST LEVEL SUPPORT TO END | I030579 | VMAISPDH | B | Test6318 | 6362 | C | NOS.
TMS-AIF-STANDARD:ATLAS INTELLIGENCE FEED STANDARD SUBSCRIPTI | I030580 | VMAISPDH | B | Test6319 | 6363 | C | NOS.
SVC-IMP-SP-TMS:SP IMPLEMENTATION WITH TMS -UP TO 5 ROUTERS A | I030581 | Cap Related Ser | B | Test6320 | 6364 | C | NOS.
SP-TRAIN-USER-TE-DDOS:"SP USER TRAFFIC ENGINEERING & DDOS MI | I030582 | Cap Related Ser | B | Test6321 | 6365 | C | NOS.
SP-FXP-CORE-1:PERPETUAL SP SOFTWARE LICENSE FOR MONITORING 1 | I030583 | CBRBPLEQ | A | Test6322 | 6366 | C | NOS.
SP-7000-1+10G-DC:2RU APPLIANCE - DUAL DC POWER. INCLUDES 2 X | I030584 | CBRBPLEQ | A | Test6323 | 6367 | C | NOS.
SFP-1G-LX:1GE LX FIBER SFP TRANSCEIVER, FOR USE WITH ALL PEA | I030585 | CBRBPLEQ | A | Test6324 | 6368 | C | NOS.
TMS-2800-10G-8X10GE-DC:TMS 2800 (10G LICENSE - 8X10GE - DC), | I030586 | CBRBPLEQ | A | Test6325 | 6369 | C | NOS.
TMS-SFP+-10G-LR:10GE LR FIBER SFP+ TRANSCEIVER, FOR USE WITH | I030587 | CBRBPLEQ | A | Test6326 | 6370 | C | NOS.
TMS-2800-8X10GE-DC-SPARE:TMS 2800 (8X10GE - DC) SPARE, 2RU A | I030588 | CBRBPLEQ | A | Test6327 | 6371 | C | NOS.
21M MONOPOLE | I030589 | CANTMAST | A | Test6328 | 6372 | C | NOS.
FABRICATION & INSTALLATION CHARGES | I030590 | VOTHUTSE | B | Test6329 | 6373 | C | NOS.
2496-823-209: JABRA BIZ 2400 II MONO USB 3-1, BT MS(SL130) | I030591 | STELEEQ | A | Test6330 | 6374 | C | NOS.
BLOWER FAN 12V | I030592 | OSPRVEHBT | A | Test6331 | 6375 | C | NOS.
PUMP UNIT TMC TOILET 12 V | I030593 | OSPRVEHBT | A | Test6332 | 6376 | C | NOS.
STM64 HALF CIRCUIT FROM MALDIVES-SRILANKA ON IRU(15Y)BASIS | I030594 | Cap Related Ser | B | Test6333 | 6377 | C | NOS.
STM64 FULL CIRCUIT FROM SRI LANKA-SINGPORE ON ROU(15Y)BASIS | I030595 | Cap Related Ser | B | Test6334 | 6378 | C | NOS.
STM64 INTERCONNECTION (DS-SMW5) AT SRI LANKA | I030596 | Cap Related Ser | B | Test6335 | 6379 | C | NOS.
MI-BOXANDROID-6: XIAOMI ANDROID 6 TV 4K HDR 2GB RAM | I030597 | ODISPDVCS | A | Test6336 | 6380 | C | NOS.
HUMAXHB1000S: HUMAX HB-1000S FREESAT HD FREETIME BOX | I030598 | ODISPDVCS | A | Test6337 | 6381 | C | NOS.
SAAS UNIVERSAL KNOWLEDGE 12 MONTHS- CONCURRENT LICENSES | I030599 | VCOMSUPT | B | Test6338 | 6382 | C | NOS.
SAAS UNIVERSAL KNOWLEDGE 12 MONTHS- NAME USER LICENSES | I030600 | VCOMSUPT | B | Test6339 | 6383 | C | NOS.
LED TV 58" | I030601 | CMISC | A | Test6340 | 6384 | C | Nos.
TILE ADHESIVE | I030602 | CSITEMAINT | A | Test6341 | 6385 | C | NOS.
WARMING SHOWCASE | I030603 | CSITEMAINT | A | Test6342 | 6386 | C | NOS.
901-T301-XX51:ZONEFLEX RUCKUS OUTDOOR ACCESS POINTS(SL143) | I030604 | SWIFIEQUIP | A | Test6343 | 6387 | C | NOS.
901-1205-XX00:ZONEDIRECTOR 1205,LICENSED /UP-5 ZONEFL(SL143) | I030605 | SWIFIEQUIP | A | Test6344 | 6388 | C | NOS.
HDM-SPLITPRO-4A-INT:4X1 HDMI QUAD MULTIVIEWER WITH ROTATION | I030610 | CSITEMAINT | A | Test6345 | 6389 | C | NOS.
3BA27056AC:SDRAM 512MB CPU7-2 | I030611 | SPABXSPR | A | Test6346 | 6390 | C | NOS.
AVR SR-7 | I030612 | OPWR SYSTEM | A | Test6347 | 6391 | C | NOS.
LUBOIL SENDER VDO 0-10 BAR | I030613 | OGENTSP | A | Test6348 | 6392 | C | NOS.
WATER DISPENSER | I030614 | CSITEMAINT | A | Test6349 | 6393 | C | NOS.
HUAWEI MDU MA5612 | I030615 | OMODROUT | A | Test6350 | 6394 | C | NOS.
SOYAL AR-837EFSI-9000DO-BX LCD PROXIMITY FINGERPRINT(SL142) | I030616 | SSURVLNCE | A | Test6351 | 6395 | C | NOS.
JG913A HP 1620-24G SWITCH(SL142) | I030617 | SMODROUT | A | Test6352 | 6396 | C | NOS.
JG914A HP 1620-48G SWITCH(SL142) | I030618 | SMODROUT | A | Test6353 | 6397 | C | NOS.
OS6350-P10:GE FIXED CHASSIS WITH 8 X POE+RJ-45(SL143) | I030619 | SSRVRACS | A | Test6354 | 6398 | C | NOS.
SFP-GIG-SX:1000BASE-SX GIGABIT ETHERNET OPTICAL TRNCVR(SL143 | I030620 | SSRVRACS | A | Test6355 | 6399 | C | NOS.
520570-10:INBOARD SIDE STRUT KIT FOR 6FT MICROWAVE ANTENNAS | I030621 | CANTMAST | A | Test6356 | 6400 | C | NOS.
520570-5:BOTTOM STRUT KIT FOR 8FT,10FT & 12FT MICROWAVE ANT | I030622 | CANTMAST | A | Test6357 | 6401 | C | NOS.
520570-3:OUTBOARD SIDE STRUT KIT FOR 8FT,10FT & 12FT MW ANT | I030623 | CANTMAST | A | Test6358 | 6402 | C | NOS.
520570-2:FIXED INBOARD SIDE STRUT KIT FOR 6',8',10'&12'ANT | I030624 | CANTMAST | A | Test6359 | 6403 | C | NOS.
520477:STRUT COLLAR ASSEMBLY | I030625 | CANTMAST | A | Test6360 | 6404 | C | NOS.
RIGGER HIRE | I030626 | Cap Related Ser | B | Test6361 | 6405 | C | NOS.
STICKER SET(LOGO,NAME..ETC) | I030627 | VREPVHVS | B | Test6362 | 6406 | C | NOS.
PRINT LOGO/NAME/NUMBER ON JERSEY | I030628 | VSTAFEVE | B | Test6363 | 6407 | C | NOS.
MITEL SOFTWARE LICENSE | I030629 | V-PABX Others | B | Test6364 | 6408 | C | NOS.
RUBBER MAT | I030630 | OSITEMAINT | A | Test6365 | 6409 | C | NOS.
PROMO COFFEE | I030631 | V-Branding | B | Test6366 | 6410 | C | NOS.
MW BRACKET 170T | I030632 | CANTMAST | A | Test6367 | 6411 | C | NOS.
APC SMART-UPS C 1500VA LCD 230V-SMC1500I | I030633 | OPWR SYSTEM | A | Test6368 | 6412 | C | NOS.
EXTENSION WIRE HARNESS 2M P/N: 6888258A1000 | I030634 | CENGSPARES | A | Test6369 | 6413 | C | NOS.
EXTENSION WIRE HARNESS 8M P/N: 6K18258A4000 | I030635 | CENGSPARES | A | Test6370 | 6414 | C | NOS.
PANEL SWTCH TWIN [4ST] P/N: 6Y8825700400 | I030636 | CENGSPARES | A | Test6371 | 6415 | C | NOS.
REMOTE CONTROL ASSY TWIN [704482073900] P/N: 70448207P100 | I030637 | CENGSPARES | A | Test6372 | 6416 | C | NOS.
RIGGING HOSE BLUE- (1FEET) P/N: ABBRIGHSBE25 | I030638 | CENGSPARES | A | Test6373 | 6417 | C | NOS.
FOUR STROKE YAMAHA OUTBOARD ENGINE - F250HETX P/N: F250HETX | I030639 | CENGSPARES | A | Test6374 | 6418 | C | NOS.
TRANSOM FLANGE / BLK P/N: MARTHRUTRSM2 | I030640 | CENGSPARES | A | Test6375 | 6419 | C | NOS.
BATTERY GFM-600C | I030641 | CPWR SYSTEM | A | Test6376 | 6420 | C | NOS.
BATTERY RACK | I030642 | CPWR SYSTEM | A | Test6377 | 6421 | C | NOS.
LED LIGHT | I030643 | CSITEMAINT | A | Test6378 | 6422 | C | NOS.
GVR3550:NETWORK VIDEO RECORDER (NVR)[SL142] | I030644 | SSURVLNCE | A | Test6379 | 6423 | C | NOS.
WD 3.5” INT HDD 4TB (PURPLE) SATA 6GB(SL142) | I030645 | SSURVLNCE | A | Test6380 | 6424 | C | NOS.
A0012-004-001-001-001-1:CUSTOMISED PROFESSION SERVICES | I030646 | V-INST-MAT | B | Test6381 | 6425 | C | NOS.
SS THREAD ROD 304 8MM 2MTR | I030647 | CINSTMAT | A | Test6382 | 6426 | C | NOS.
SS HEX NUTS 304 8MM | I030648 | CINSTMAT | A | Test6383 | 6427 | C | NOS.
TOILET PAPER ROLL SMALL | I030649 | OSITEMAINT | A | Test6384 | 6428 | C | NOS.
TN1B8RACK04:N63B TYPE ETSI RACK (2200*600*300MM, LSZH) WITHO | I030650 | CMSANEQACC | A | Test6385 | 6429 | C | NOS.
TN13LSXT01:10GBIT/S WAVELENGTH CONVERSION BOARD(AFEC,TUNABLE | I030651 | CMSANEQACC | A | Test6386 | 6430 | C | NOS.
XFP-1310-STM64/FC10G/10GBE/OTU2-10KM:OPTICAL TRANSCEIVER,XFP | I030652 | CMSANEQACC | A | Test6387 | 6431 | C | NOS.
FSFL03001:PATCH CORD,LC/UPC,FC/UPC,SINGLE-MODE,30M,G.657A2,2 | I030653 | CMSANEQACC | A | Test6388 | 6432 | C | NOS.
SS-OP-ATN-LC-7:FIXED OPTICAL ATTENUATOR,1260NM~1620NM,7DB,L | I030654 | CMSANEQACC | A | Test6389 | 6433 | C | NOS.
TN1S0000SW92:OPTIX OSN 8800 UNIVERSAL PLATFORM SUBRACK-BASIC | I030655 | CMSANEQACC | A | Test6390 | 6434 | C | NOS.
GOPRO DIVE HOUSING | I030656 | OMISC | A | Test6391 | 6435 | C | NOS.
SP POV DIVE BUOY | I030657 | OMISC | A | Test6392 | 6436 | C | NOS.
OS6350-P24 GIGABIT ETHERNET 1RU CHASSIS WITH 24 POE(MS046) | I030658 | SMODROUT | A | Test6393 | 6437 | C | NOS.
PAINT- BLUE TURQUOISE | I030659 | OMISC | A | Test6394 | 6438 | C | NOS.
DETAIL DESIGN/LLD DOCUMENT PREPARETION | I030660 | Cap Related Ser | B | Test6395 | 6439 | C | NOS.
COMISSIONING /TESTING & ACCEPTANCE | I030661 | Cap Related Ser | B | Test6396 | 6440 | C | NOS.
APC-AMC2-4WCF: AMC2 DOORCONTROLLER 4 W/ CF CARD (SL142) | I030665 | SSURVLNCE | A | Test6397 | 6441 | C | NOS.
APS-PSU-60:AMC POWER SUPPLY UNIT(SL142) | I030666 | SSURVLNCE | A | Test6398 | 6442 | C | NOS.
ARD-SER10-WI:LECTUS SECURE 1000 WI ICLASS READER (SL142) | I030667 | SSURVLNCE | A | Test6399 | 6443 | C | NOS.
DTC1250E:ID DIRECT-TO-CARD PRINTER & ENCODER(SL142) | I030670 | SPRNTRS | A | Test6400 | 6444 | C | NOS.
SINGLEMODE FIBRE (9/125), 1 PAIR [DIFFERENT TFM ROOM] 1 X 1 | I030671 | V-INTERNET-CY | B | Test6401 | 6445 | C | NOS.
TONER CARTRIDGE CANON NPG-59 | I030672 | OSTNMAT | A | Test6402 | 6446 | C | NOS.
RADAR REFLECTOR | I030673 | OSPRVEHBT | A | Test6403 | 6447 | C | NOS.
STATIONARIES- MISC | I030674 | OSTNMAT | A | Test6404 | 6448 | C | NOS.
CAPSULE BOX | I030675 | CMISC | A | Test6405 | 6449 | C | NOS.
CUP & SAUCER | I030676 | CMISC | A | Test6406 | 6450 | C | NOS.
SPOON | I030677 | CMISC | A | Test6407 | 6451 | C | NOS.
LOWER UNIT ASSY – (6DX45300028D). P/N: 6FJ45300008D | I030678 | CENGSPARES | A | Test6408 | 6452 | C | NOS.
WATER SPORTS | I030679 | V-MKTG-PRO | B | Test6409 | 6453 | C | NOS.
FG-100E:20 X GE RJ45 PORTS (INCLUDING 2 X WAN PORTS,(SL142) | I030680 | SMODROUT | A | Test6410 | 6454 | C | NOS.
A0025-003-001-001-016-1:IG 4200 ACS ADVANCED | I030682 | Sales Relat Ser | A | Test6411 | 6455 | C | NOS.
PVC MAT | I030683 | OSPRVEHBT | A | Test6412 | 6456 | C | Roll
HULL THROUGH 38MM | I030684 | OSPRVEHBT | A | Test6413 | 6457 | C | NOS.
HULL THROUGH SMALL | I030685 | OSPRVEHBT | A | Test6414 | 6458 | C | NOS.
FC-10-00305-950-02-12:UTM BUNDLE | I030686 | Sales Relat Ser | B | Test6415 | 6459 | C | NOS.
HYDRAULIC OIL | I030687 | OSPRVEHBT | A | Test6416 | 6460 | C | NOS.
DPD80-2-8-2020X4:DC POWER DISTRIBUTION UNIT | I030688 | CMSANEQACC | A | Test6417 | 6461 | C | NOS.
SL91ISM6SP:VERSATILE DUAL IF BOARD SPARE PART | I030689 | CMSANEQACC | A | Test6418 | 6462 | C | NOS.
SL9MSITE99:RTN 950 BASAL CONFIGURATION 1*CSHU+2*GE(SFP/RJ45) | I030690 | CMSANEQACC | A | Test6419 | 6463 | C | NOS.
ODU(XMC-3-7G):MICROWAVE ODU-7G-XMC-3 | I030691 | CMSANEQACC | A | Test6420 | 6464 | C | NOS.
ODU(XMC-3-13G):MICROWAVE ODU-13G-XMC-3 | I030692 | CMSANEQACC | A | Test6421 | 6465 | C | NOS.
VHLPX4-7W-3WH/E:MICROWAVE ANTENNA,A07D12HS,ANDREW,7&8G,1200M | I030693 | CANTMAST | A | Test6422 | 6466 | C | NOS.
VHLPX6-7W-3WH/D:MICROWAVE ANTENNA-A07D18HS-7&8G-1.8M-HP-DUAL | I030694 | CANTMAST | A | Test6423 | 6467 | C | NOS.
VHLPX2-13-3WH/B:MICROWAVE ANTENNA,A13D06HS,13G,600MM,HP,DUAL | I030695 | CANTMAST | A | Test6424 | 6468 | C | NOS.
VHLPX3-13-3WH/A:MICROWAVE ANTENNA,A13D10HS,ANDREW,13GHZ,1000 | I030696 | CANTMAST | A | Test6425 | 6469 | C | NOS.
VHLPX4-13-3WH/C:MICROWAVE ANTENNA,A13D12HS,13G,1.2M,HP,DUAL, | I030697 | CANTMAST | A | Test6426 | 6470 | C | NOS.
VHLPX6-13-3WH/B:MICROWAVE ANTENNA,A13D18HS,ANDREW,13G,1800MM | I030698 | CANTMAST | A | Test6427 | 6471 | C | NOS.
EHD0FD601:MICROWAVE ACCESSORY,COUPLER,13G,UBR120,6DB XMC,WIT | I030699 | CANTMAST | A | Test6428 | 6472 | C | NOS.
AF0FDD00:MICROWAVE ACCESSORY,FLEXIBLE WAVEGUIDE,13G,0.6M,PBR | I030700 | CANTMAST | A | Test6429 | 6473 | C | NOS.
AF0FDA00:MICROWAVE ACCESSORY,FLEXIBLE WAVEGUIDE,13G,0.9M,PBR | I030701 | CANTMAST | A | Test6430 | 6474 | C | NOS.
RF CABLE-5D:COAXIAL CABLE ,COPPER-CLAD ALUMINIUM WIRE,50OHM, | I030702 | CLINPLNT | A | Test6431 | 6475 | C | NOS.
P-16MM^2-BLUE-LSZH:POWER CABLE,450V/750V,H07Z-K UL3386,16MM^ | I030703 | CPWRCABLE | A | Test6432 | 6476 | C | NOS.
P-16MM^2-BLACK-LSZH:POWER CABLE,450V/750V,H07Z-K UL3386,16MM | I030704 | CPWRCABLE | A | Test6433 | 6477 | C | NOS.
P-16MM^2-Y/G-LSZH:POWER CABLE,450V/750V,H07Z-K UL3386,16MM^2 | I030705 | CPWRCABLE | A | Test6434 | 6478 | C | NOS.
IFODU-5D04:PATCH CORD ACCESSORIES OF DOUBLE IF (5D) | I030706 | CMSANEQACC | A | Test6435 | 6479 | C | NOS.
SLCRBRACKETL01:SEPARATE MOUNTING BRACKET,POLE INSTALLATION K | I030707 | CMSANEQACC | A | Test6436 | 6480 | C | NOS.
SL9D0SP3SB01:16*E1/75OHM TRIBUTARY BOARD | I030708 | CMSANEQACC | A | Test6437 | 6481 | C | NOS.
TNDM0FAN0202SP:RTN 950 FAN UNIT SPARE PART | I030709 | CMSANEQACC | A | Test6438 | 6482 | C | NOS.
SL91EG4SP:2*GE(SFP/RJ45)+2*GE(RJ45) GIGABIT ETHERNET BOARD W | I030710 | CMSANEQACC | A | Test6439 | 6483 | C | NOS.
SL91ISM6:VERSATILE DUAL IF BOARD | I030711 | CMSANEQACC | A | Test6440 | 6484 | C | NOS.
TNDM000PIU00SP POWER INTERFACE BOARD SPARE PART | I030712 | CMSANEQACC | A | Test6441 | 6485 | C | NOS.
SL91CSHUSP:TDM/HYBRID/PACKET SYSTEM CONTROL AND CROSS-CONNEC | I030713 | CMSANEQACC | A | Test6442 | 6486 | C | NOS.
ODU(XMC-3-7G)SP:MICROWAVE ODU-7G-XMC-3 | I030714 | CMSANEQACC | A | Test6443 | 6487 | C | NOS.
ODU(XMC-3-13G)SP:MICROWAVE ODU-13G-XMC-3 | I030715 | CMSANEQACC | A | Test6444 | 6488 | C | NOS.
SL6SETH40001:LINK TRANSMISSION CAPACITY LICENSE,400M | I030716 | Cap Related Ser | B | Test6445 | 6489 | C | NOS.
LSL9RLAG01:RADIO L2 LAG LICENSE | I030717 | Cap Related Ser | B | Test6446 | 6490 | C | NOS.
SL9S00XPIC02:XPIC FUNCTION FOR ISM6 (PER IF) | I030718 | Cap Related Ser | B | Test6447 | 6491 | C | NOS.
E-UA32 BOARD P/N:3BA23266AA | I030719 | SPABXSPR | A | Test6448 | 6492 | C | NOS.
DELL LATITUDE 3480 I5 | I030720 | CLPTPCMPT | A | Test6449 | 6493 | C | NOS.
ASR-9001:ASR 9001 CHASSIS | I030721 | CTRNACCEQ | A | Test6450 | 6494 | C | NOS.
CON-SNT-ASR90012:SNTC-8X5XNBD ASR 9001 CHASSIS | I030722 | CTRNACCEQ | A | Test6451 | 6495 | C | NOS.
ASR-9001-FAN-V2:ASR 9001 FAN TRAY V2 REQUIRED ONLY FOR BAFFL | I030723 | CTRNACCEQ | A | Test6452 | 6496 | C | NOS.
ASR-9001-2P-KIT:ASR 9001 2 POST MOUNTING KIT | I030724 | CTRNACCEQ | A | Test6453 | 6497 | C | NOS.
A9K-9001-MPA-FILR:ASR 9001 MPA FILLER | I030725 | CTRNACCEQ | A | Test6454 | 6498 | C | NOS.
ASR-9001-PLENUM:ASR 9001 PLENUM KIT INCLUDES V2 FAN | I030726 | CTRNACCEQ | A | Test6455 | 6499 | C | NOS.
A9K-750W-DC:ASR 9000 SERIES 750W DC POWER SUPPLY FOR ASR-900 | I030727 | CTRNACCEQ | A | Test6456 | 6500 | C | NOS.
GLC-LH-SMD=:1000BASE-LX/LH SFP TRANSCEIVER MODULE, MMF/SMF, | I030728 | CTRNACCEQ | A | Test6457 | 6501 | C | NOS.
XR-A9K-PX-06.01:CISCO IOS XR IP/MPLS CORE SOFTWARE | I030729 | Cap Related Ser | B | Test6458 | 6502 | C | NOS.
CON-SNT-XRA9KPKP:SNTC-8X5XNBD CISCO IOS XR IP/MPLS CORE SOFT | I030730 | Cap Related Ser | B | Test6459 | 6503 | C | NOS.
UMGREPLACEMENTMIGRATION: UMG MIGRATION: MGX510 TO A SINGLE U | I030731 | CMOBSWEQ | A | Test6460 | 6504 | C | NOS.
DX6720: SPARE UMG BLADE (FRONT BOARD ONLY): 20 DSPS | I030732 | CMOBSWEQ | A | Test6461 | 6505 | C | NOS.
RT6705_OPTICAL: SPARE UMG BLADE (REAR BOARD ONLY): 16XT1/E1 | I030733 | CMOBSWEQ | A | Test6462 | 6506 | C | NOS.
IO6010: SPARE USER CARD FOR CH6010 | I030734 | CMOBSWEQ | A | Test6463 | 6507 | C | NOS.
CH6010D_WITH_IO6010: CH6010D 2-SLOT CHASSIS (WITH IO6010 USE | I030735 | Cap Related Ser | B | Test6464 | 6508 | C | NOS.
DX6720_RT6705_OPTICAL: UMG BLADE: 20 DSPS - 16XT1/E1 + 8XOC3 | I030736 | Cap Related Ser | A | Test6465 | 6509 | C | NOS.
SFP_OC3_SMF_15KM: SFP FOR OC3/STM1 TDM, SINGLE-MODE FIBRE, 1 | I030737 | Cap Related Ser | B | Test6466 | 6510 | C | NOS.
DX6720_RT6705_OPTICAL: UMG BLADE: 20 DSPS - 16XT1/E1 + 8XOC3 | I030738 | Cap Related Ser | B | Test6467 | 6511 | C | NOS.
D-LINK DNS-340L 4-BAY 2IN1 MYDLINK CLOUD DUAL-GIGABIT NAS & | I030739 | OSRVRACS | A | Test6468 | 6512 | C | NOS.
DELL OPTIPLEX 3046 MT COMPUTER SYSTEM(SL142) | I030740 | SPCSYSTM | A | Test6469 | 6513 | C | NOS.
SATELLITE RECEIVER DVB-S,S2 MPEG4 HD TEST STREAMING/6MONTHS | I030741 | Cap Related Ser | B | Test6470 | 6514 | C | NOS.
SATELLITE RECEIVER DVB-S,S2 MPEG4 HD TEST STREAMING/3MONTHS | I030742 | Cap Related Ser | B | Test6471 | 6515 | C | NOS.
SF STEERING SYSTEM FOR 200HP ABOVE | I030743 | OENGSPARES | A | Test6472 | 6516 | C | NOS.
SG500-529: CISCO SG500-52P 52-PORT GIGABIT POE STACKABLE MAN | I030744 | CMODROUT | A | Test6473 | 6517 | C | NOS.
AIR-CAP2702E-E-K9: CISCO AIRONET 2700 ACCESS POINT | I030745 | CMODROUT | A | Test6474 | 6518 | C | NOS.
WS-C3850-24P-E: CISCO CATALYST 3850 24-PORT POE SWITCH | I030746 | CMODROUT | A | Test6475 | 6519 | C | NOS.
UAP-AC-PRO: UBIQUITI UNIFI UAP AC PRO | I030747 | CMODROUT | A | Test6476 | 6520 | C | NOS.
RB2011IL-RM: MIKROTIK ROUTERBOARD RB2011IL-RM GIGABIT ROUTER | I030748 | CMODROUT | A | Test6477 | 6521 | C | NOS.
AMEYO VOICE ANALYST USER | I030749 | Sales Relat Ser | B | Test6478 | 6522 | C | NOS.
CARPET GRIPPER | I030750 | OMISC | A | Test6479 | 6523 | C | NOS.
CARPET KICKER | I030751 | OMISC | A | Test6480 | 6524 | C | NOS.
CARPET SHOVEL 4" | I030752 | OMISC | A | Test6481 | 6525 | C | NOS.
RUBBER HAMMER | I030753 | OMISC | A | Test6482 | 6526 | C | NOS.
VENEER IRON 1000W GW-1211 FUSHEN | I030754 | OMISC | A | Test6483 | 6527 | C | NOS.
SUN-OCC-TT-I38O50:TRANSPARENCY TUBE(100M ROLL) | I030755 | OCRITICAL-ITEMS | A | Test6484 | 6528 | C | Roll
PROSAFE 24PORT GIGABIT POE SMART SWITCH | I030756 | OMODROUT | A | Test6485 | 6529 | C | NOS.
127MM ROUND BRUSHED GROMMET | I030757 | OINSTMAT | A | Test6486 | 6530 | C | NOS.
HOLDALL KIT BAG B901BKR | I030758 | OHEALTHSAFETY | A | Test6487 | 6531 | C | NOS.
PW WATER PROOF PVC AND HOLDALL B910 | I030759 | OHEALTHSAFETY | A | Test6488 | 6532 | C | NOS.
FAZ-400E:CENTRALIZED LOG & ANALYSIS APPLIANCE - 4 X GE RJ45, | I030760 | SMODROUT | A | Test6489 | 6533 | C | NOS.
FC-10-L0401-311-02-12:8X5 FORTICARE CONTRACT | I030761 | Sales Relat Ser | B | Test6490 | 6534 | C | NOS.
FERMAX P.S.U DIN6 100-240V AC/12VDC-2A(SL142) | I030762 | SINSTMAT | A | Test6491 | 6535 | C | NOS.
FC-10-C0103-151-02-12:ENDPOINT TELEMETRY & COMPLIANCE LICENS | I030763 | Sales Relat Ser | B | Test6492 | 6536 | C | NOS.
WS-C4500X-F-16SFP+:CATALYST 4500-X 16 PORT 10G IP BASE, BACK | I030765 | OSRVRACS | A | Test6493 | 6537 | C | NOS.
C4KX-PWR-750AC-F:CATALYST 4500X 750W AC BACK TO FRONT COOLIN | I030766 | OSRVRACS | A | Test6494 | 6538 | C | NOS.
C4KX-PWR-750AC-F/2:CATALYST 4500X 750W AC BACK TO FRONT COOL | I030767 | OSRVRACS | A | Test6495 | 6539 | C | NOS.
C4KX-NM-BLANK:CATALYST 4500X NETWORK MODULE BLANK | I030768 | OSRVRACS | A | Test6496 | 6540 | C | NOS.
CAB-CONSOLE-RJ45:CONSOLE CABLE 6FT WITH RJ45 AND DB9F | I030769 | OSRVRACS | A | Test6497 | 6541 | C | NOS.
USB-X45-4GB-E:CATALYST 4500 4GB USB DEVICE FOR SUP7-E | I030770 | OSRVRACS | A | Test6498 | 6542 | C | NOS.
GLC-SX-MMD=:1000BASE-SX SFP TRANSCEIVR MODUL,MMF,850NM | I030773 | SSRVRACS | A | Test6499 | 6543 | C | NOS.
SFP-10G-SR=:10GBASE-SR SFP MODULE | I030774 | SSRVRACS | A | Test6500 | 6544 | C | NOS.
GLC-TE=:1000BASE-T SFP TRANSCEIVER MODULE FOR CATEGORY 5 COP | I030775 | SSRVRACS | A | Test6501 | 6545 | C | NOS.
MEM-FLSH-4U8G:4G TO 8G EUSB FLASH MEMORY UPGRADE FOR CISCO I | I030777 | SSRVRACS | A | Test6502 | 6546 | C | NOS.
SSD-MSATA-200G:200 GB, SATA SOLID STATE DISK FOR CISCO ISR 4 | I030778 | SSRVRACS | A | Test6503 | 6547 | C | NOS.
PWR-4320-AC:AC POWER SUPPLY FOR CISCO ISR 4320 | I030779 | SSRVRACS | A | Test6504 | 6548 | C | NOS.
CAB-AC-C5-UK:AC POWER CORD, TYPE C5, UK | I030780 | SSRVRACS | A | Test6505 | 6549 | C | NOS.
NIM-BLANK:BLANK FACEPLATE FOR NIM SLOT ON CISCO ISR 4400 | I030781 | SSRVRACS | A | Test6506 | 6550 | C | NOS.
SISR4300UK9-316S:CISCO ISR 4300 SERIES IOS XE UNIVERSAL | I030788 | Sales Relat Ser | B | Test6507 | 6551 | C | NOS.
WIRELESS CHARGER | I030790 | POSG30 | A | Test6508 | 6552 | C | NOS.
IPV4 ADDRESS | I030791 | Cap Related Ser | B | Test6509 | 6553 | C | NOS.
OUTDOOR ENCLOSURE BOX W13.78XH18.31XD7.87" | I030792 | SINSTMAT | A | Test6510 | 6554 | C | NOS.
QUARTZ SHEET WHITE GLITTER 15X750X2440MM | I030793 | CSITEMAINT | A | Test6511 | 6555 | C | NOS.
WHITE GLUE FOR QUARTZ/GRANITE 0.8LTR TIN WITH 45MI HARDNER | I030794 | CSITEMAINT | A | Test6512 | 6556 | C | NOS.
P01-S104-XX00:SMARTZONE 100 WITH 4 GIGE PORTS(SL144) | I030795 | SMODROUT | A | Test6513 | 6557 | C | NOS.
901-T301-XX51:ZONEFLEX RUCKUS OUTDOOR ACCESS POINTS(SL144) | I030796 | SWIFIEQUIP | A | Test6514 | 6558 | C | NOS.
902-0162-UK00:SPARES OF POWER OVER ETHERNET ADPTR UK(SL144) | I030797 | SWIFIEQUIP | A | Test6515 | 6559 | C | NOS.
A0019-002-001-001-001-1:IG4100-300 CONCURRENT DEVICE(SL144) | I030802 | SMODROUT | A | Test6516 | 6560 | C | NOS.
A0022-001-001-001-001-1:ACCOUNT PRINTER (AP 2100) (SL144) | I030803 | SPRNTRS | A | Test6517 | 6561 | C | NOS.
A0022-004-001-001-001-1:PRINTER PAPER FOR AP2100X10(SL144) | I030804 | SSTNMAT | A | Test6518 | 6562 | C | NOS.
MXK-198:MXK 8-PORT GPON,8 FE/GE,-48VDC(SL144) | I030807 | SOPFIBRNTWK | A | Test6519 | 6563 | C | NOS.
XP-AC-SUPPLY:AC POWER SUPPLY, 90-264 VAC, 48 VDC,150W(SL144) | I030808 | SOPFIBRNTWK | A | Test6520 | 6564 | C | NOS.
MXK-GPON-SFP-B+-RSSI:MXK GPON SFP B+OPTIC SUP.DGTL (SL144) | I030809 | SOPFIBRNTWK | A | Test6521 | 6565 | C | NOS.
ZPON-JMPR-SC/APC-SC/UPC-SM-3M:PON FIBR JMPR SM 10FT(SL144) | I030810 | SOPFIBRNTWK | A | Test6522 | 6566 | C | NOS.
OS6350-P10:GE FIXED CHASSIS WITH 8 X POE+RJ-45 | I030811 | SSRVRACS | A | Test6523 | 6567 | C | NOS.
SFP-GIG-SX:1000BASE-SX GIGABIT ETHERNET OPTICAL TRNCVR | I030812 | SSRVRACS | A | Test6524 | 6568 | C | NOS.
A0019-002-001-001-001-1:IG4100-300 CONCURRENT DEVICE | I030813 | SMODROUT | A | Test6525 | 6569 | C | NOS.
PVC FREE WALL PAPER | I030816 | CSITEMAINT | A | Test6526 | 6570 | C | NOS.
PVC INSTALLATION | I030817 | CSITEMAINT | B | Test6527 | 6571 | C | NOS.
TV SERVICE APPLICATION FORM | I030818 | OSTNMAT | A | Test6528 | 6572 | C | NOS.
4287583 FUEL SOLENOID | I030819 | OGENTSP | A | Test6529 | 6573 | C | NOS.
WORKSHOP MANUAL (CD)761201 | I030820 | VGENSPAR | B | Test6530 | 6574 | C | NOS.
PARTS CATALOGUE (CD) | I030821 | VGENSPAR | B | Test6531 | 6575 | C | NOS.
OIL COOLER | I030822 | OGENTSP | A | Test6532 | 6576 | C | NOS.
OIL LINE TOP | I030823 | OGENTSP | A | Test6533 | 6577 | C | NOS.
OIL LINE BOTTOM | I030824 | OGENTSP | A | Test6534 | 6578 | C | NOS.
SEALING RINGS | I030825 | OGENTSP | A | Test6535 | 6579 | C | NOS.
SPEAKER WATER PROOF | I030826 | OSPRVEHBT | A | Test6536 | 6580 | C | NOS.
MULTISCREEN SD ANALYZER | I030827 | CMISC | A | Test6537 | 6581 | C | NOS.
MULTISCREEN SD/ HD ANALYZER | I030828 | CMISC | A | Test6538 | 6582 | C | NOS.
MULTISCREEN VIDEO WINDOW (VISUALIZATION INCOMING SIGNALS ON | I030829 | CMISC | A | Test6539 | 6583 | C | NOS.
DATABASE ACCESS FOR MULTISCREENSERVERS | I030830 | CMISC | A | Test6540 | 6584 | C | NOS.
HW SERVER FOR MULTISRCEEN 70 SD | I030831 | CMISC | A | Test6541 | 6585 | C | NOS.
KEYBOARD ONTABLE(SOFTWARE+HARDWARE) | I030832 | CMISC | A | Test6542 | 6586 | C | NOS.
HW OPERATORS WORKSTATION(TOWER CASE\INTEL I7 4 CORES\8GBRAM | I030833 | CMISC | A | Test6543 | 6587 | C | NOS.
ON-SITE SOFTWARE CONFIGURATION AND FOR CUSTOMERS TEAM(SW) | I030834 | Cap Related Ser | B | Test6544 | 6588 | C | NOS.
REPAIR CHARGES | I030835 | VREP-SUBM-SYS-D | B | Test6545 | 6589 | C | NOS.
TECHNO WINE CHILLER SW137 | I030836 | CMISC | A | Test6546 | 6590 | C | NOS.
TECHNO WINE CHILLER TWS-133CDN | I030837 | CMISC | A | Test6547 | 6591 | C | NOS.
JUICER ELECTRIC EXTRACTOR | I030838 | CMISC | A | Test6548 | 6592 | C | NOS.
GIFTS PACKS | I030839 | VENTERTA | B | Test6549 | 6593 | C | NOS.
PLSKVPS-ADM-M:PLESK WEB ADMIN EDITION FOR VPS MTHLY | I030840 | VMAISPDH | B | Test6550 | 6594 | C | NOS.
CR730-TYPE GUV CNECTOR CLAMP | I030841 | CINSTMAT | A | Test6551 | 6595 | C | NOS.
350M-FU-SPLIT BOLT CNECTOR | I030842 | CINSTMAT | A | Test6552 | 6596 | C | NOS.
ELC-X2:ELC-X2 ATO MODEL | I030843 | CMISC | A | Test6553 | 6597 | C | NOS.
ELC-X2-G2-AC-GG-S:ELECTRA X2 ADVANCED COMPRESSION PLATFORM,S | I030844 | CMISC | A | Test6554 | 6598 | C | NOS.
SPR-BNC2MINI-DIN-8PK-MED-CBL:PACK OF 8 ADAPTER CABLES FOR FE | I030845 | CMISC | A | Test6555 | 6599 | C | NOS.
PRM-9K PROSTREAM 9K ATO MODEL | I030846 | CMISC | A | Test6556 | 6600 | C | NOS.
PRM-9100-CHS-AC:PROSTREAM-9000 AC CHASSIS | I030847 | CMISC | A | Test6557 | 6601 | C | NOS.
PRM-9K-AC-PS-DUAL:AC DUAL POWER SUPPLY MODULE FOR PROSTREAM | I030848 | CMISC | A | Test6558 | 6602 | C | NOS.
PRM-9K-IOM-GBE-0002:PROSTREAM 9000 DUAL GBE CARD | I030849 | CMISC | A | Test6559 | 6603 | C | NOS.
GSF9100-02:TRANSCEIVER SFP MODULE COPPER | I030850 | CMISC | A | Test6560 | 6604 | C | NOS.
NMX-HWP-2F-A:ENTRY LEVEL DELL SERVER FOR NMX 7.5 AND ABOVE | I030851 | CMISC | A | Test6561 | 6605 | C | NOS.
FW-ELC-X2-BASE-1:ELECTRA X2 PLATFORM BASE LICENSE | I030852 | Cap Related Ser | B | Test6562 | 6606 | C | NOS.
SW-LIC-50:CLASS 50 NMX DEVICE LICENSE | I030853 | Cap Related Ser | B | Test6563 | 6607 | C | NOS.
FW-ELC-X2-SDI-IN-HD:FW OPTION FOR ELECTRA X2 TO ENABLE HD-SD | I030854 | Cap Related Ser | B | Test6564 | 6608 | C | NOS.
FW-ELC-X2-ENC-HD-HEVC:FW OPTION FOR ELECTRA X2 PLATFORM TO E | I030855 | Cap Related Ser | B | Test6565 | 6609 | C | NOS.
FW-ELC-X2-AUD-ENC-DDP-MC:FW OPTION FOR ELECTRA X2 PLATFORM T | I030856 | Cap Related Ser | B | Test6566 | 6610 | C | NOS.
FW-ELC-X2-PIC-VPP-BASIC:FW OPTION FOR ELECTRA X2 PLATFORM TO | I030857 | Cap Related Ser | B | Test6567 | 6611 | C | NOS.
FW-ELC-X2-LOGO-BASIC:FW OPTION FOR ELECTRA X2 PLATFORM TO E | I030858 | Cap Related Ser | B | Test6568 | 6612 | C | NOS.
FW-ELC-X2-SLATE-BASIC:FW OPTION FOR ELECTRA X2 PLATFORM TO E | I030859 | Cap Related Ser | B | Test6569 | 6613 | C | NOS.
FW-PRM-9K-DVB-CW:PROSTREAM 9000 DVB SCR FIRMWARE LICENSE. | I030860 | Cap Related Ser | B | Test6570 | 6614 | C | NOS.
SW-LIC-50:CLASS 50 NMX DEVICE LICENSE | I030861 | Cap Related Ser | B | Test6571 | 6615 | C | NOS.
NMX-SW-E:NMX ENTERPRISE APPLICATION | I030862 | Cap Related Ser | B | Test6572 | 6616 | C | NOS.
SW-NMX-BASE-7-E:NMX SOFTWARE ENTERPRISE OPTION LICENSE | I030863 | Cap Related Ser | B | Test6573 | 6617 | C | NOS.
SW-NMX-EIS-E:NMX SOFTWARE EIS OPTION LICENSE | I030864 | Cap Related Ser | B | Test6574 | 6618 | C | NOS.
SW-NMX-SEO-E:NMX SOFTWARE STREAM EDITOR OPTION LICENSE | I030865 | Cap Related Ser | B | Test6575 | 6619 | C | NOS.
SW-NMX-CAO-E:NMX SOFTWARE CONSOLIDATED ALARM OPTION LICENSE | I030866 | Cap Related Ser | B | Test6576 | 6620 | C | NOS.
SVC-CONFIG-ONLY:CUSTOM CONFIGURATION SERVICE | I030868 | Cap Related Ser | B | Test6577 | 6621 | C | NOS.
FUEL PUMP ASSY. P/N:6CB2441000 | I030869 | OENGSPARES | A | Test6578 | 6622 | C | NOS.
ELEMENT,FILTER. P/N: 6P32456301 | I030870 | OENGSPARES | A | Test6579 | 6623 | C | NOS.
OIL FILTER WRENCH. P/M: 908900683000 | I030871 | OENGSPARES | A | Test6580 | 6624 | C | NOS.
FLEXSCAN OTDR FS200-100 | I030872 | CTOOLS | A | Test6581 | 6625 | C | NOS.
FG-2000E:6X10GE SFP+SLOTS,34XGE RJ45 PORTS INCLUD 32XPORTS | I030873 | CMODROUT | A | Test6582 | 6626 | C | NOS.
FC-10-002KE-900-02-12:UTM BUNDLE(8X5 FORTICARE PLUS APPLICAT | I030874 | Cap Related Ser | B | Test6583 | 6627 | C | NOS.
BROTHER PTH110 | I030875 | CTOOLS | A | Test6584 | 6628 | C | NOS.
BROTHER TZ631 | I030876 | CTOOLS | A | Test6585 | 6629 | C | NOS.
CATERING SERVICE | I030877 | VSTAFEVE | B | Test6586 | 6630 | C | NOS.
TRANSPORT CHARGES | I030878 | VSTAFEVE | B | Test6587 | 6631 | C | NOS.
OWL530: 4IPNET ACCESS POINT | I030879 | OMODROUT | A | Test6588 | 6632 | C | NOS.
LAVAZZA CAPSULE BLUE ESPRESSO INTENSO | I030880 | OMISC | A | Test6589 | 6633 | C | NOS.
3BA27013AB:SATA HARD DISK FOR CPU7-2 | I030881 | OPABXSPR | A | Test6590 | 6634 | C | NOS.
3BA27056AC:SDRAM 512MB CPU7-2 | I030882 | OPABXSPR | A | Test6591 | 6635 | C | NOS.
ALUMINIUM PROFILE | I030883 | CSITEMAINT | A | Test6592 | 6636 | C | NOS.
FL-4330-PERF-K9:PERFORMANCE ON DEMAND LICENSE FOR 4330 SERIE | I030884 | Cap Related Ser | B | Test6593 | 6637 | C | NOS.
CON-SSS2P-SR4321AX:SOLN SUPP 24X7X2 CISCO ISR 4321 AX BUNDLE | I030885 | Cap Related Ser | B | Test6594 | 6638 | C | NOS.
SL-4320-IPB-K9:IP BASE LICENSE FOR CISCO ISR 4320 SERIES | I030886 | Cap Related Ser | B | Test6595 | 6639 | C | NOS.
SL-4320-APP-K9:APPX LICENSE FOR CISCO ISR 4320 SERIES | I030887 | Cap Related Ser | B | Test6596 | 6640 | C | NOS.
FL-4320-PERF-K9:PERFORMANCE ON DEMAND LICENSE FOR 4320 SERIE | I030888 | Cap Related Ser | B | Test6597 | 6641 | C | NOS.
ISRWAAS-RTU-200:ISRWAAS 200 CONNS RTU FOR ISR4300 SERIES | I030889 | Cap Related Ser | B | Test6598 | 6642 | C | NOS.
SL-4320-SEC-K9:SECURITY LICENSE FOR CISCO ISR 4320 SERIES | I030890 | Cap Related Ser | B | Test6599 | 6643 | C | NOS.
MEM-4300-4GU8G:4G TO 8G DRAM UPGRADE (4G+4G) FOR CISCO ISR 4 | I030891 | CSRVRACS | A | Test6600 | 6644 | C | NOS.
MEM-FLSH-4U8G:4G TO 8G EUSB FLASH MEMORY UPGRADE FOR CISCO I | I030892 | CSRVRACS | A | Test6601 | 6645 | C | NOS.
NIM-ES2-4:4-PORT LAYER 2 GE SWITCH NETWORK INTERFACE MODULE | I030893 | CSRVRACS | A | Test6602 | 6646 | C | NOS.
ISR4321-AX/K9:CISCO ISR 4321 AX BUNDLE W/APP, SEC LIC | I030894 | CSRVRACS | A | Test6603 | 6647 | C | NOS.
MEM-4320-4GU8G:4G - 8G DRAM UPGRADE(FIXED 4G+ADDITIONAL 4G) | I030895 | CSRVRACS | A | Test6604 | 6648 | C | NOS.
MEM-FLSH-4U8G:4G TO 8G EUSB FLASH MEMORY UPGRADE FOR CISCO | I030896 | CSRVRACS | A | Test6605 | 6649 | C | NOS.
NIM-ES2-4:4-PORT LAYER 2 GE SWITCH NETWORK INTERFACE MODULE | I030897 | CSRVRACS | A | Test6606 | 6650 | C | NOS.
PWR-4320-AC:AC POWER SUPPLY FOR CISCO ISR 4320 | I030898 | CSRVRACS | A | Test6607 | 6651 | C | NOS.
CAB-AC-C5-UK:AC POWER CORD, TYPE C5, UK | I030899 | CSRVRACS | A | Test6608 | 6652 | C | NOS.
NIM-BLANK:BLANK FACEPLATE FOR NIM SLOT ON CISCO ISR 4400 | I030900 | CSRVRACS | A | Test6609 | 6653 | C | NOS.
BSFI900A-EH3:BARRACUDA SPAM & VIRUS FIREWALL 900 3 YR | I030901 | VMAISPDH | B | Test6610 | 6654 | C | NOS.
4IPNET ANT-OD242508M ANTENNA | I030902 | OMODROUT | A | Test6611 | 6655 | C | NOS.
WS-C2960X-24PD-L:GIGE POE 370W,2X10G SFP+LAN BASE | I030903 | SMODROUT | A | Test6612 | 6656 | C | NOS.
CON-SNT-WSC604DL:SNTC-8X5XNBD CATALYST 2960-X 24 G(SL130) | I030904 | SMODROUT | A | Test6613 | 6657 | C | NOS.
CAB-CONSOLE-RJ45:CONSOLE CABLE 6FT WITH RJ45 AND DB9F | I030905 | SINSTMAT | A | Test6614 | 6658 | C | NOS.
901-T301-XX61:RUCKUS T301 OUTDOOR APS | I030906 | SMODROUT | A | Test6615 | 6659 | C | NOS.
902-0162-XXYY:SECURE MOUNTING BRACKET | I030907 | SINSTMAT | A | Test6616 | 6660 | C | NOS.
BROTHER TZ631 LABEL TAPE ½” YELLOW | I030908 | OCRITICAL-ITEMS | A | Test6617 | 6661 | C | NOS.
STICKER PRINTING/CUTIING | I030909 | Cap Related Ser | B | Test6618 | 6662 | C | NOS.
ETX-203AX/2SFP/4UTP:CARRIER ETHERNET DEMARCATION WITH FIXED | I030910 | OINSTMAT | A | Test6619 | 6663 | C | NOS.
SFP-3:FAST ETHERNET/STM1,1310NM SINGLE MODE LASER 40KM(24.8M | I030911 | OINSTMAT | A | Test6620 | 6664 | C | NOS.
CBL-RJ-45/D9/F/6FT:CABLE RJ45 TO DB9 FEMALE 6FT | I030912 | OINSTMAT | A | Test6621 | 6665 | C | NOS.
ENGRAVED LABELS ON ALLUMINIUM BAR | I030913 | Cap Related Ser | B | Test6622 | 6666 | C | NOS.
SLAST24R5:STANDARD SUPPORT, 24 MONTH TERM,5 DAY RMA SHIPPING | I030914 | VMAISPDH | B | Test6623 | 6667 | C | NOS.
VMX00-1000 ANNUAL MAINTENANCE FEE | I030915 | VMAISPDH | B | Test6624 | 6668 | C | NOS.
VMX 02-1000:VIEWRIGHT STB IP CLIENT LICENSES | I030916 | Cap Related Ser | B | Test6625 | 6669 | C | NOS.
VMX 03-7900:VIEWRIGHT WEB GENERIC SINGLE CLIENT LICENSES | I030917 | Cap Related Ser | B | Test6626 | 6670 | C | NOS.
VMX 03-7700:VIEWRIGHT SECURE PLAYER SDK GENERIC SINGLE CLIEN | I030918 | Cap Related Ser | B | Test6627 | 6671 | C | NOS.
VMX 09-4020:VCAS ULTRA FOR BROADCAST-HYBRID LIMITED USER BUN | I030919 | Cap Related Ser | B | Test6628 | 6672 | C | NOS.
VMX 04-8000:VCAS ULTRA OPERATOR MANAGEMENT INTERFACE (OMI) L | I030920 | Cap Related Ser | B | Test6629 | 6673 | C | NOS.
VMX 04-1000-LTD:VCAS ULTRA CONTENT SECURITY MANAGER (UCSM) W | I030921 | Cap Related Ser | B | Test6630 | 6674 | C | NOS.
VMX 04-4000-LTD:VCAS ULTRA MULTICAS/IP - LIMITED ENCRYPTED C | I030922 | Cap Related Ser | B | Test6631 | 6675 | C | NOS.
VMX 04-2000:VCAS ULTRA VIDEO ENCRYPTION MANAGER (VEM) LICENS | I030923 | Cap Related Ser | B | Test6632 | 6676 | C | NOS.
VMX 04-6000-LTD:VCAS ULTRA ADAPTIVE CONTENT SECURITY MANAGER | I030924 | Cap Related Ser | B | Test6633 | 6677 | C | NOS.
VMX 04-6500-LTD:VCAS ULTRA MULTICAS/MULTIRIGHTS - LIMITED EN | I030925 | Cap Related Ser | B | Test6634 | 6678 | C | NOS.
VMX 04-2600:VCAS ULTRA VIDEO ENCRYPTION MANAGER/ ADAPTIVE (V | I030926 | Cap Related Ser | B | Test6635 | 6679 | C | NOS.
VMX 04-0200:VCAS ULTRA SITEMANAGER LICENSE | I030927 | Cap Related Ser | B | Test6636 | 6680 | C | NOS.
VMX 07-2200:VCAS INSTALLATION, WITH NON-REDUNDANT ORACLE | I030928 | Cap Related Ser | B | Test6637 | 6681 | C | NOS.
S3850UK9-166:UNIVERSAL | I030929 | CSRVRACS | A | Test6638 | 6682 | C | NOS.
IPHONE X SPACE GREY 64GB | I030930 | POSG12 | A | Test6639 | 6683 | A | NOS.
IPHONE X SILVER 64GB DEMO | I030931 | OMOBHSET | A | Test6640 | 6684 | C | NOS.
IPHONE X SPACE GREY 256GB | I030932 | POSG12 | A | Test6641 | 6685 | A | NOS.
IPHONE X SILVER 256GB | I030933 | POSG12 | A | Test6642 | 6686 | A | NOS.
IPHONE X SILVER 64GB | I030934 | POSG12 | A | Test6643 | 6687 | A | NOS.
VMX04-0100LTD:VCAS ULTRA PLATFORM LICENSE | I030935 | Cap Related Ser | B | Test6644 | 6688 | C | NOS.
EXT06-5000:CUSTOMER SUPPLIED SERVER EQUIVALENT TO VCAS STAND | I030936 | Cap Related Ser | B | Test6645 | 6689 | C | NOS.
VMX07-9000:ESTIMATED TRAVEL & EXPENSES | I030937 | Cap Related Ser | B | Test6646 | 6690 | C | NOS.
M72A TLN: HIGH-STRENGTH OVAL CARABINER | I030938 | OHEALTHSAFETY | A | Test6647 | 6691 | C | NOS.
R074AA26:AXIS 11 MM | I030939 | OHEALTHSAFETY | A | Test6648 | 6692 | C | NOS.
L64YUM 150:ABSORBICA-Y LANYARD INTERNATIONAL | I030940 | OHEALTHSAFETY | A | Test6649 | 6693 | C | NOS.
S92AN:KNIFE WITH CARABINER HOLE | I030941 | OHEALTHSAFETY | A | Test6650 | 6694 | C | NOS.
SUN-OCC-96SMC-B-FT:FUSION TRAY USED IN SUN OD CC-CABINET | I030942 | CINSTMAT | A | Test6651 | 6695 | C | NOS.
SUN-OCC-96SMC-B-LK-LOCK USED IN SUN OD CC CABINET,NEW LOCK | I030943 | CINSTMAT | A | Test6652 | 6696 | C | NOS.
CAT6A 48 PORTS FTP BLANK PATCH PANEL LOAD WITH CAT6A FTP | I030944 | SINSTMAT | A | Test6653 | 6697 | C | NOS.
CAT6A 24 PORTS FTP BLANK PATCH PANEL LOAD WITH CAT6A FTP | I030945 | SINSTMAT | A | Test6654 | 6698 | C | NOS.
CAT6A SSTP PATCH CORD 0.5M PVC | I030946 | SINSTMAT | A | Test6655 | 6699 | C | NOS.
CALENDAR | I030947 | OSTNMAT | A | Test6656 | 6700 | C | NOS.
GIFT BOX | I030948 | OSTNMAT | A | Test6657 | 6701 | C | NOS.
G080347:FUEL GAUGE FLOAT H=270 IN12/OUT 10MM | I030949 | OGENTSP | A | Test6658 | 6702 | C | NOS.
AIRTABLE PRO | I030950 | VSUBSCRP | B | Test6659 | 6703 | C | NOS.
BATTERIES & RACK (2HRS @ 155KVA) | I030951 | CPWR SYSTEM | A | Test6660 | 6704 | C | NOS.
24 FIBERS WITH 6 SC ADAPTOR AND SCSM SX 0.9MM 1.5M PIGTAILS | I030952 | SOPFIBRNTWK | A | Test6661 | 6705 | C | NOS.
FIBER PATCH CORD LC/UPC-SC/UPC DX 2M | I030953 | SOPFIBRNTWK | A | Test6662 | 6706 | C | NOS.
FIBER PATCH CORD SC/UPC-LC/UPC DX 1M | I030954 | SOPFIBRNTWK | A | Test6663 | 6707 | C | NOS.
LUCKY DRAW PRIZE | I030955 | VEXTPDHM | B | Test6664 | 6708 | C | NOS.
NETGEAR GSM7224P 24 PORT POE MANAGABLE SWITCH | I030956 | OMODROUT | A | Test6665 | 6709 | C | NOS.
POWER SYSTEM + OUTDOOR CABINET + BATTERY + ACDB | I030957 | CPWR SYSTEM | A | Test6666 | 6710 | C | NOS.
OUTDOOR CABINET IP65 800MMX800MMX2000MM | I030958 | CPWR SYSTEM | A | Test6667 | 6711 | C | NOS.
AIR TICKET | I030959 | VDhiAppProg | B | Test6668 | 6712 | C | NOS.
LAPTOP 16GB RAM DDR4 2133 MHZ | I030960 | OPCACSRS | A | Test6669 | 6713 | C | NOS.
FG-90D:FORTIGATE 90D 16XGE RJ45 PORTS 2X WAN PORTS 14XSWITCH | I030961 | OMODROUT | A | Test6670 | 6714 | C | NOS.
EAS1091Z5:LAMITAK NEWEDGE ABS EDGING GPC1091/SHG1091 23X1.0M | I030963 | CSITEMAINT | A | Test6671 | 6715 | C | ft
PVC ELBOW | I030964 | CSITEMAINT | A | Test6672 | 6716 | C | NOS.
PVC FAUCET SOCKET | I030965 | CSITEMAINT | A | Test6673 | 6717 | C | NOS.
PVC TEE | I030966 | CSITEMAINT | A | Test6674 | 6718 | C | NOS.
PVC PIPE | I030967 | CSITEMAINT | A | Test6675 | 6719 | C | NOS.
PVC JOINT SOCKET | I030968 | CSITEMAINT | A | Test6676 | 6720 | C | NOS.
IPV4 ADDRESS TRANSFER FEE | I030969 | Cap Related Ser | B | Test6677 | 6721 | C | NOS.
875838-425:DL360 GEN10 XEON 4110-S 8XSFF 1X16GB P408I-A | I030970 | CSRVRS | A | Test6678 | 6722 | C | NOS.
835955-B21:HPE 16GB 2RX8 PC4-2666V-R SMART KIT | I030971 | CSRVRACS | A | Test6679 | 6723 | C | NOS.
865408-B21:HPE 500W FS PLAT HT PLG LH PWR SPLY | I030972 | CSRVRACS | A | Test6680 | 6724 | C | NOS.
629135-B22:HP 1GB ETHERNET 4P 331 FLR ADPR | I030973 | CSRVRACS | A | Test6681 | 6725 | C | NOS.
872477-B21:HPE 600GB SAS 10K SFF SC DS HDD | I030974 | CSRVRACS | A | Test6682 | 6726 | C | NOS.
H8QF0E:3Y FC 24X7 DL360 GEN10 SVC-CTO HP - ISS SERVER SBW | I030975 | Cap Related Ser | B | Test6683 | 6727 | C | NOS.
SERVER HARDWARE BUILD SURVEY AND TEST | I030976 | Cap Related Ser | B | Test6684 | 6728 | C | NOS.
LITHIUM ION BATTERY MODULE LIM40E-13 | I030977 | CPWR SYSTEM | A | Test6685 | 6729 | C | NOS.
TABLE BASE | I030978 | CFURNITURE | A | Test6686 | 6730 | C | NOS.
NUT SEL LOCKING P/N:9018514M0000 | I030979 | OENGSPARES | A | Test6687 | 6731 | C | NOS.
DAMPER PUMP P/N:68V137812000 | I030980 | OENGSPARES | A | Test6688 | 6732 | C | NOS.
FILTER, FUEL. P/N: 69J245011000 | I030981 | OENGSPARES | A | Test6689 | 6733 | C | NOS.
BOLT. P/N: 901011400300 | I030982 | OENGSPARES | A | Test6690 | 6734 | C | NOS.
WASHER PLATE. P/N: 9020228M4600 | I030983 | OENGSPARES | A | Test6691 | 6735 | C | NOS.
GROMMET, WATER SHUT. P/N: 69J146640000 | I030984 | OENGSPARES | A | Test6692 | 6736 | C | NOS.
COMPASS ZB YELLOW IRIS 50 24048 | I030985 | CMISC | A | Test6693 | 6737 | C | NOS.
EK0701-11-1U SC/PC PC 6 PORT WITH PIGTAILS MULTIMODE | I030986 | SSRVRACS | A | Test6694 | 6738 | C | NOS.
9U WALL MOUNT RACK SIZE 600MMX450MMX500MM | I030987 | SSRVRACS | A | Test6695 | 6739 | C | NOS.
PDU-UK TYPE WITH 6 OUTLETS | I030988 | SSRVRACS | A | Test6696 | 6740 | C | NOS.
CAT6 PATCH PANEL 12 PORTS | I030989 | SSRVRACS | A | Test6697 | 6741 | C | NOS.
SONY WH-1000XM2BME BLUETOOTH ON-EAR HEADPHONES (BLACK) | I030990 | OTELEEQ | A | Test6698 | 6742 | C | NOS.
MATRIX CREATOR DAUGHTER BOARD RASPBERRY PI3 | I030991 | OMISC | A | Test6699 | 6743 | C | NOS.
LIGHTNING KIT SMARTTHING HUB BULB & MOTION SENSOR | I030992 | OMISC | A | Test6700 | 6744 | C | NOS.
16KW OD COMBO COOLING (3KW) CABINET, 2M | I030993 | CPWR SYSTEM | A | Test6701 | 6745 | C | NOS.
KIT: DC SERVICE LIGHT | I030994 | CPWR SYSTEM | A | Test6702 | 6746 | C | NOS.
KIT: BATTERY MONITOR | I030995 | CPWR SYSTEM | A | Test6703 | 6747 | C | NOS.
RECTIFIER FLATPACK2 HE 48/2000 BTOF | I030996 | CPWR SYSTEM | A | Test6704 | 6748 | C | NOS.
KIT: SMOKE DETECTOR UL | I030997 | CPWR SYSTEM | A | Test6705 | 6749 | C | NOS.
KIT: ADDITIONAL DC DISTR. WITH LVLD | I030998 | CPWR SYSTEM | A | Test6706 | 6750 | C | NOS.
KIT: 19INCH MOUNTING, 9U | I030999 | CPWR SYSTEM | A | Test6707 | 6751 | C | NOS.
KIT: 19INCH MOUNTING, 8U | I031000 | CPWR SYSTEM | A | Test6708 | 6752 | C | NOS.
MPW MODULAR UPS SYSTEM (6 X 42KW MODULES) | I031002 | CPWR SYSTEM | A | Test6709 | 6753 | C | NOS.
EXTERNAL MAINTENANCE BYPASS PANEL – DUAL INPUT | I031003 | CPWR SYSTEM | A | Test6710 | 6754 | C | NOS.
INPUT/BYPASS ISOLATION TRANSFORMER – RATED AT 252KW | I031004 | CPWR SYSTEM | A | Test6711 | 6755 | C | NOS.
ADDITIONAL 42KW POWER MODULE | I031005 | CPWR SYSTEM | A | Test6712 | 6756 | C | NOS.
SINGLE CORE 300MM TITANEX H07RN-F 450/750V BS EN 50525-2-21 | I031006 | CPWR SYSTEM | A | Test6713 | 6757 | C | Mtr
1 CORE 240MM H07RN-F BLACK | I031007 | CPWRCABLE | A | Test6714 | 6758 | C | Mtr
TITAN TOOLS 12018 1/2" DRIVE 18" RATCHETING BREAKER BAR | I031008 | CTOOLS | A | Test6715 | 6759 | C | NOS.
ADD L2600 ON EXISTING L1800 15MHZ | I031009 | CMOBSWEQ | A | Test6716 | 6760 | C | NOS.
FUFBD MM OD FIBER LC OD-LC OD DUAL 200M | I031010 | CMOBSWEQ | A | Test6717 | 6761 | C | NOS.
FSMF SYSTEM MODULE | I031011 | CMOBSWEQ | A | Test6718 | 6762 | C | NOS.
FXED FLEXI RF MODULE 6TX 1800 | I031012 | CMOBSWEQ | A | Test6719 | 6763 | C | NOS.
FRHF FLEXI RFM 6TX 2600 | I031013 | CMOBSWEQ | A | Test6720 | 6764 | C | NOS.
LTE CA SW (L18@15MHZ + L26@15MHZ) PER CELL | I031014 | Cap Related Ser | B | Test6721 | 6765 | C | NOS.
NETACT BASIC SW (LTE) PER CELL | I031015 | Cap Related Ser | B | Test6722 | 6766 | C | NOS.
XP 2X1710-2690MHZ 65DEG 18DBI AT/T - RET PER CELL | I031016 | Cap Related Ser | B | Test6723 | 6767 | C | NOS.
NODEB 900M/2100M | I031017 | CMOBSWEQ | A | Test6724 | 6768 | C | NOS.
DC FEATURES | I031018 | CMOBSWEQ | A | Test6725 | 6769 | C | NOS.
ANTENNA FOR DUAL&TRIPLE BAND | I031019 | CMOBSWEQ | A | Test6726 | 6770 | C | NOS.
LTE EXPANSION (NO RRC) | I031020 | CMOBSWEQ | A | Test6727 | 6771 | C | NOS.
LTE RRC CONNECTION (130 RRC) | I031021 | CMOBSWEQ | A | Test6728 | 6772 | C | NOS.
LTE CA EXPANSION | I031022 | CMOBSWEQ | A | Test6729 | 6773 | C | NOS.
BOSCH SDS PLUS-SX HAMMER BITS 5 PCS SET5/6/6/8/10MM | I031024 | CTOOLS | A | Test6730 | 6774 | C | NOS.
DRILL BIT HSS 13 PCS SET 1.5MM - 6.5MM | I031025 | CTOOLS | A | Test6731 | 6775 | C | NOS.
M10 GEAR RATCHET LONG COMB WRENCH 11MM | I031026 | CTOOLS | A | Test6732 | 6776 | C | NOS.
M10 GEAR RATCHET LONG COMB WRENCH 12MM | I031027 | CTOOLS | A | Test6733 | 6777 | C | NOS.
COMBINATION PLIER 150MM | I031028 | CTOOLS | A | Test6734 | 6778 | C | NOS.
3MG27203WW: 8058S PREMIUM DESKPHONE | I031029 | OCRITICAL-ITEMS | A | Test6735 | 6779 | C | NOS.
3MG27112AB: 8088 BT SMART DESKPHONE | I031030 | OCRITICAL-ITEMS | A | Test6736 | 6780 | C | NOS.
3MG27207WW: 8078S PREMIUM DESKPHONE BT | I031031 | OCRITICAL-ITEMS | A | Test6737 | 6781 | C | NOS.
3MG27202WW: 8028S PREMIUM DESKPHONE | I031032 | OCRITICAL-ITEMS | A | Test6738 | 6782 | C | NOS.
QT/QR DEVELOPMENT | I031033 | VNEWPROD | B | Test6739 | 6783 | C | NOS.
PORTABLE MONITOR FOR TV TESTING | I031037 | CTOOLS | A | Test6740 | 6784 | C | NOS.
DRILL BIT 18MM | I031038 | CTOOLS | A | Test6741 | 6785 | C | NOS.
DRILL BIT 22MM | I031039 | CTOOLS | A | Test6742 | 6786 | C | NOS.
MXK-194:MXK 1U, 4-PORT GPON,8 FE/GE,-48VDC (REQ SFPS)(SL145) | I031040 | SOPFIBRNTWK | A | Test6743 | 6787 | C | NOS.
XP-AC-SUPPLY:AC POWER SUPPLY, 90-264 VAC, 48 VDC,150W(SL145) | I031041 | SOPFIBRNTWK | A | Test6744 | 6788 | C | NOS.
MXK-GPON-SFP-B+-RSSI:MXK GPON SFP B+OPTIC SUP.DGTL (SL145) | I031042 | SOPFIBRNTWK | A | Test6745 | 6789 | C | NOS.
SFP-GE-LX-1310-DLC-E:SFP GE LX(1000MBPS)TX1310 RX1310(SL145) | I031043 | SOPFIBRNTWK | A | Test6746 | 6790 | C | NOS.
ZPON-JMPR-SC/APC-SC/UPC-SM-3M:PON FIBR JMPR SM 10FT(SL145) | I031044 | SOPFIBRNTWK | A | Test6747 | 6791 | C | NOS.
ZPON-SPLT-1X2-SC/APC-1LGX:PON SPLITTERS 1X2 SC/APC CON(SL145 | I031045 | SOPFIBRNTWK | A | Test6748 | 6792 | C | NOS.
ZNID-GPON-2426A-UK:GPON ONT,4XGE,2POTS WIFI(SL145) | I031046 | SOPFIBRNTWK | A | Test6749 | 6793 | C | NOS.
ZNID-GPON-2628P-UK:ROHS,GPON ONT,INDOOR,2POTS,4GE+4(SL145) | I031047 | SOPFIBRNTWK | A | Test6750 | 6794 | C | NOS.
ZNID-GPON-2624P-UK:ROHS,GPON ONT,INDOOR,2POTS,4 GE W/(SL145) | I031049 | SOPFIBRNTWK | A | Test6751 | 6795 | C | NOS.
901-R510-XX00:ZONEFLEX R510 DUAL BAND WIRELESS AP(SL145) | I031050 | SWIFIEQUIP | A | Test6752 | 6796 | C | NOS.
901-T300-XX01:ZONEFLEX T300,OMNI,OUTDOOR ACCESS POINT(SL145) | I031051 | SWIFIEQUIP | A | Test6753 | 6797 | C | NOS.
P01-S104-XX00:SMARTZONE 100 WITH 4 GIGE PORTS(SL145) | I031052 | SWIFIEQUIP | A | Test6754 | 6798 | C | NOS.
IOT020933:HP 3800-24SFP-2SFP+ SWITCH(SL145) | I031057 | SSRVRACS | A | Test6755 | 6799 | C | NOS.
IOT443997:HP 2530-24G-POE+-2SFP+SWITCH(SL145) | I031058 | SSRVRACS | A | Test6756 | 6800 | C | NOS.
IOT177045:HP X121 1G SFP LC LX TRANSCEIVER(SL145) | I031059 | SSRVRACS | A | Test6757 | 6801 | C | NOS.
A2210 MBK:CONTEMPORARY ANALOG 1LINE CORDED PHONE(SL145) | I031061 | STELEEQ | A | Test6758 | 6802 | C | NOS.
3EH73042AC: AFU-1 CARD(SL145) | I031062 | SPABXSPR | A | Test6759 | 6803 | C | NOS.
3EH73084AF: CPU APPLICATIVE BOARD (GA-3 BOARD)(SL145) | I031063 | SPABXSPR | A | Test6760 | 6804 | C | NOS.
3BA00728AA:MR1 SERVER CS-2 PACK(SL145) | I031064 | SPABXSPR | A | Test6761 | 6805 | C | NOS.
3BA03215AA: GENERIC POWER CORD(SL145) | I031065 | SPABXSPR | A | Test6762 | 6806 | C | NOS.
3EH75001AB: MR3 MOUNTING KIT(SL145) | I031066 | SPABXSPR | A | Test6763 | 6807 | C | NOS.
3EH75007AA:MOUNTING KIT FOR RACK 1(SL145) | I031067 | SPABXSPR | A | Test6764 | 6808 | C | NOS.
3EH76034AA: BLIND SLOT STIFFENER(SL145) | I031068 | SPABXSPR | A | Test6765 | 6809 | C | NOS.
3BA00808AA:OXE BASIC PACK - CS-2/GD3/1XMR3-230V(SL145) | I031069 | SPABXSPR | A | Test6766 | 6810 | C | NOS.
3MG27101WW:8038 PREMIUM DESKPHONE INT(SL145) | I031070 | SPABXSPR | A | Test6767 | 6811 | C | NOS.
3MG27202WW: 8028S PREMIUM DESKPHONE WW(SL145) | I031071 | SPABXSPR | A | Test6768 | 6812 | C | NOS.
3BA03241RB:IP ATTENDANT 4059EE PACK ENGLISH(SL145) | I031072 | SPABXSPR | A | Test6769 | 6813 | C | NOS.
SUN-OCC-96SMC-B: OUTDOOR CROSS-CONNECT CABINET (SL145) | I031074 | SOPFIBRNTWK | A | Test6770 | 6814 | C | NOS.
SUN-ASC-AD: FIBER OPTIC ADAPTOR (SL145) | I031075 | SOPFIBRNTWK | A | Test6771 | 6815 | C | NOS.
SUN-ASC-1M-SM-SX-0.9P: FIBER OPTIC PIGTAIL(SL145) | I031076 | SOPFIBRNTWK | A | Test6772 | 6816 | C | NOS.
SUN-NC6606-MS2F1S1P6:NETWORK CABINET(SL145) | I031077 | SOPFIBRNTWK | A | Test6773 | 6817 | C | NOS.
SUN-NC81042-MM4F4S4P6:NETWORK CABINET(SL145) | I031078 | SOPFIBRNTWK | A | Test6774 | 6818 | C | NOS.
SUN-ASC-1M-ASC-SM-SX-2P: FIBER OPTIC PATCHCORD (SL145) | I031079 | SOPFIBRNTWK | A | Test6775 | 6819 | C | NOS.
SUN-SC-1M-LC-SM-DX-2P: FIBER OPTIC PATCHCORD (SL145) | I031080 | SOPFIBRNTWK | A | Test6776 | 6820 | C | NOS.
SUN-ODN-R:FIBER OPTIC DISTRIBUTION BOX(SL145) | I031081 | SOPFIBRNTWK | A | Test6777 | 6821 | C | NOS.
SUN-ODB-RM2C-48SC:FIBER OPTIC TERMINAL BOX(SL145) | I031082 | SOPFIBRNTWK | A | Test6778 | 6822 | C | NOS.
SUN-SC-SM-AD:FIBER OPTIC ADAPTOR(SL145) | I031083 | SOPFIBRNTWK | A | Test6779 | 6823 | C | NOS.
SUN-SC-1M-SM-SX-0.9P: FIBER OPTIC PIGTAIL(SL145) | I031084 | SOPFIBRNTWK | A | Test6780 | 6824 | C | NOS.
SUN-PLC132-2L1.5-ASC-C: PLC SPLITTER (SL145) | I031085 | SOPFIBRNTWK | A | Test6781 | 6825 | C | NOS.
SUN-PLC116-2L1.5-ASC-C: PLC SPLITTER (SL145) | I031086 | SOPFIBRNTWK | A | Test6782 | 6826 | C | NOS.
SUN-PP24-CAT6:UTP PATCH PANEL(SL145) | I031087 | SOPFIBRNTWK | A | Test6783 | 6827 | C | NOS.
SUN-CMU-1U:CABLE MANAGEMENT(SL145) | I031088 | SOPFIBRNTWK | A | Test6784 | 6828 | C | NOS.
SUN-CAT6-1M-UTP-7/0.2-BU-PVC:CAT6 PATCHCORD(SL145 | I031089 | SOPFIBRNTWK | A | Test6785 | 6829 | C | NOS.
XIAOMI MI4A 32GB | I031090 | OMOBHSET | A | Test6786 | 6830 | C | NOS.
CAT6 UNDERGROUND CABLE ROLL(305M) | I031091 | CINSTMAT | A | Test6787 | 6831 | C | Roll
RJ45 CAT6 SFTP PLUG STRANDED JACK | I031092 | CINSTMAT | A | Test6788 | 6832 | C | NOS.
3GV28048BA:PREMIUM CORDED BIN. WB HEADSET SC262 ALE(SL145) | I031093 | SPABXSPR | A | Test6789 | 6833 | C | NOS.
3GV28132AA:4135 IP CONFERENCING PHONE(SL145) | I031094 | SPABXSPR | A | Test6790 | 6834 | C | NOS.
DELL OPTIPLEX 3050MT | I031095 | OPCSYSTEM | A | Test6791 | 6835 | C | NOS.
WATER BUBBLE STAND LIGHT(W-W05) | I031096 | CSITEMAINT | A | Test6792 | 6836 | C | NOS.
DESK MOUNT MONITOR ARM | I031097 | CMISC | A | Test6793 | 6837 | C | NOS.
SUN-ASC-AD-WF:FIBER OPTIC ADAPTOR(SL145) | I031098 | SOPFIBRNTWK | A | Test6794 | 6838 | C | NOS.
45593-163:HARDWARE KIT FOR EW63 SPLICE | I031099 | CTOOLS | A | Test6795 | 6839 | C | NOS.
6417 2 055-01:LSA-PLUS® INSERTION TOOL WITH SENSOR | I031100 | CTOOLS | A | Test6796 | 6840 | C | NOS.
L5SGRIP:SUPPORT HOISTING GRIP FOR 7/8 IN COAXIAL CABLE | I031101 | CTOOLS | A | Test6797 | 6841 | C | NOS.
L4SGRIP:UPPORT HOISTING GRIP FOR 1/2 IN COAXIAL CABLE | I031102 | CTOOLS | A | Test6798 | 6842 | C | NOS.
CAT NO: 930:HSS CUTTER KIT | I031103 | CTOOLS | A | Test6799 | 6843 | C | NOS.
ETC2-79E10:PULLEY | I031104 | CTOOLS | A | Test6800 | 6844 | C | NOS.
ETM2-79E10:PULLEY | I031105 | CTOOLS | A | Test6801 | 6845 | C | NOS.
ETA2-79E10:PULLEY | I031106 | CTOOLS | A | Test6802 | 6846 | C | NOS.
E303H:PULLEY | I031107 | CTOOLS | A | Test6803 | 6847 | C | NOS.
2MTX3.05MTR(10FT)+/-2% EWL.(SF7:1)POLYESTER ROUND SLING | I031108 | CTOOLS | A | Test6804 | 6848 | C | NOS.
2MTX1.83MTR(6FT)+/-2% EWL(SF7:1)POLYESTER ROUND SLING | I031109 | CTOOLS | A | Test6805 | 6849 | C | NOS.
3MTX1.83MTR(6FT)+/-2% EWL(SF7:1)POLYESTER ROUND SLING | I031110 | CTOOLS | A | Test6806 | 6850 | C | NOS.
3MTX3.05MTR(10FT)+/-2% EWL(SF7:1)POLYESTER ROUND SLING | I031111 | CTOOLS | A | Test6807 | 6851 | C | NOS.
3MTX1.22MTR(4FT)+/-2% EWL(SF7:1)POLYESTER ROUND SLING | I031112 | CTOOLS | A | Test6808 | 6852 | C | NOS.
4MTX3.05MTR(10FT)+/-2% EWL(SF 7:1) POLYESTER ROUND SLING | I031113 | CTOOLS | A | Test6809 | 6853 | C | NOS.
4MTX2.44MTR(8FT)+/-2% EWL(SF7:1)POLYESTER ROUND SLING | I031114 | CTOOLS | A | Test6810 | 6854 | C | NOS.
5MTX3.05MTR(10FT)+/-2% EWL(SF 7:1)POLYESTER ROUND SLING | I031115 | CTOOLS | A | Test6811 | 6855 | C | NOS.
5164990:CITRISURF 77 STAINLESS STEEL CLEANER | I031116 | CTOOLS | A | Test6812 | 6856 | C | NOS.
51601220:3" X 2 TON PLATE SIDED SNATCH BLOCK WITH HOOK FOR 3 | I031117 | CTOOLS | A | Test6813 | 6857 | C | NOS.
4MTX1.83MTR(6FT)+/-2% EWL(SF 7:1)POLYESTER ROUND SLING | I031118 | CTOOLS | A | Test6814 | 6858 | C | NOS.
50MM WX10FT(2-PLY)SWL2MT(SF 6:1)FLAT POLYESTER WEBBING SLING | I031119 | CTOOLS | A | Test6815 | 6859 | C | NOS.
WLL4MTX2.44MTR(8FT)+/-2% EWL(SF 7:1)POLYESTER ROUND SLING | I031120 | CTOOLS | A | Test6816 | 6860 | C | NOS.
51721308:1/2" X 600' REEL, DOUBLE BRAID NYLON ROPE | I031121 | CTOOLS | A | Test6817 | 6861 | C | NOS.
6.0MM DIAX1MTR,7X19 STAINLESS STEEL WIRE ROPE, GRADE304 BOTH | I031122 | CTOOLS | A | Test6818 | 6862 | C | NOS.
S3611 5/16” BODY DIA, PIN DIA 9.4MM OVERSIZE DEE SCREW PIN S | I031123 | CTOOLS | A | Test6819 | 6863 | C | NOS.
S3611 5/16” BODY DIA, PIN DIA 9.4MM OVERSIZE DEE SCREW PIN S | I031124 | CTOOLS | A | Test6820 | 6864 | C | NOS.
S3611 3/8” BODY DIA, PIN DIA 11MM OVERSIZE DEE SCREW PIN SHA | I031125 | CTOOLS | A | Test6821 | 6865 | C | NOS.
51402020:3/8 IN., 1 TON, BLACK PAINTED GALVANIZED SCREW PIN | I031126 | CTOOLS | A | Test6822 | 6866 | C | NOS.
51710807:3/8" X 4-1/2" GALVANIZED REGULAR EYEBOLT | I031127 | CTOOLS | A | Test6823 | 6867 | C | NOS.
SUN FOSC ZT617-12:FIBER OPTIC SPLICE CLOSURE | I031128 | COPFIBRNTWK | A | Test6824 | 6868 | C | NOS.
CON-SNT-XFP10GLL SNTC-8X5XNBD LOW POWER MULTIRATE | I031129 | CRECTSP | A | Test6825 | 6869 | C | NOS.
SUN-ODB-RM2C- 12SC:FIBER OPTIC TERMINAL BOX(SL145) | I031130 | SOPFIBRNTWK | A | Test6826 | 6870 | C | NOS.
SUN-OCC-144SMC-IST:INTERGRATED SPLICING TRAY | I031131 | COPFIBRNTWK | A | Test6827 | 6871 | C | NOS.
STM1 FULL CIRCUIT VIA DS CBLE FROM MALDVS TO LK ON IRU BASIS | I031132 | Cap Related Ser | B | Test6828 | 6872 | C | NOS.
HALL/COMPOUND/EQUIPMENT HIRE | I031133 | VSTAFEVE | B | Test6829 | 6873 | C | NOS.
MAKITA PLUNGE CUT CIRCULAR SAW SP6000J | I031134 | CTOOLS | A | Test6830 | 6874 | C | NOS.
MAKITA GUIDE RAIL FOR SP6000 194367-7 | I031135 | CTOOLS | A | Test6831 | 6875 | C | NOS.
GVR3550:NETWORK VIDEO RECORDER (NVR)[SL145] | I031136 | SSURVLNCE | A | Test6832 | 6876 | C | NOS.
WD 3.5” INT HDD 4TB (PURPLE) SATA 6GB(SL145) | I031137 | SSURVLNCE | A | Test6833 | 6877 | C | NOS.
1 PORT SERIAL WAN INTERFACE CARD (WIC-1T) | I031138 | OINSTMAT | A | Test6834 | 6878 | C | NOS.
PRINTER CARTRIDGE HP LASERJET 26A (CF226A) | I031140 | OSTNMAT | A | Test6835 | 6879 | C | NOS.
10/T1660:LEXXI T1660 TDR | I031141 | CTOOLS | A | Test6836 | 6880 | C | NOS.
WMGBTDR410:TDR-410 TIME DOMAIN REFLECTOMETER | I031142 | CTOOLS | A | Test6837 | 6881 | C | NOS.
WMGBMRU200:MRU-200 EARTH RESISTANCE & RESISTIVITY METER | I031143 | CTOOLS | A | Test6838 | 6882 | C | NOS.
DETTOL LIQUID | I031144 | OHEALTHSAFETY | A | Test6839 | 6883 | C | NOS.
SUNLYTE ORS 21.8GM(ORANGE)SA | I031145 | OHEALTHSAFETY | A | Test6840 | 6884 | C | NOS.
CISCO SFP LX COMPATIBLE | I031146 | CSRVRACS | A | Test6841 | 6885 | C | NOS.
M10 GEAR RATCHET LONG COMB WRENCH 9MM | I031147 | CTOOLS | A | Test6842 | 6886 | C | NOS.
W T -3258C-100M:12MM YELLOW DUCT ROD 100M/H50INCH(SL129) | I031148 | SINSTMAT | A | Test6843 | 6887 | C | NOS.
DRILL RIG(UNDERWATER HAMMER DRILL,HOSE SET 50M & 16/18MM D.B | I031149 | CPWRTOOLS | A | Test6844 | 6888 | C | NOS.
ANCHOR BOLTS,ADHESIVES & OTHER ACCESSORIES REQUIRED | I031150 | CINSTMAT | A | Test6845 | 6889 | C | NOS.
PRINT T-SHIRT WITH LOGO | I031151 | VTRA-INH-TRL&OT | B | Test6846 | 6890 | C | NOS.
4059 LICENSE | I031152 | Sales Relat Ser | B | Test6847 | 6891 | C | NOS.
FC-10-00305-900-02-12: UTM BUNDLE (8X5 FORTICARE PLUS NGFW | I031153 | Cap Related Ser | B | Test6848 | 6892 | C | NOS.
LUBE OIL-CASTROL MHP 154 209L | I031154 | VFUELPOW | B | Test6849 | 6893 | C | NOS.
ASA5545-FTD-K9:ASA 5545-X WITH FIREPOWER THREAT DEFENSE, 8GE | I031155 | CSRVRACS | A | Test6850 | 6894 | C | NOS.
CON-SNT-ASA5545F:SNTC-8X5XNBD ASA 5545-X WITH FIRE | I031156 | CSRVRACS | A | Test6851 | 6895 | C | NOS.
ASA-PWR-AC:ASA 5545-X/5555-X AC POWER SUPPLY | I031157 | CSRVRACS | A | Test6852 | 6896 | C | NOS.
SF-ASA-TD6.2-K9:CISCO FIREPOWER THREAT DEFENSE SOFTWARE V6.2 | I031158 | Cap Related Ser | B | Test6853 | 6897 | C | NOS.
ASA-PWR-AC:ASA 5545-X/5555-X AC POWER SUPPLY | I031159 | CSRVRACS | A | Test6854 | 6898 | C | NOS.
ASA-IC-C-BLANK:ASA 5545-X/5555-X INTERFACE CARD BLANK SLOT C | I031160 | CSRVRACS | A | Test6855 | 6899 | C | NOS.
ASA5545-MB:ASA 5545 IPS PART NUMBER WITH WHICH PCB SERIAL IS | I031161 | CSRVRACS | A | Test6856 | 6900 | C | NOS.
METAL HINGE(USED IN SUN-OCC-96SMC-B OUTDOOR CABINET | I031162 | CINSTMAT | A | Test6857 | 6901 | C | NOS.
PRINTING CHARGES | I031163 | VREPVHVS | B | Test6858 | 6902 | C | NOS.
HDL-MD0206.432:2CH 6A LEADING EDGE DIMMING ACTUATOR | I031165 | OMISC | A | Test6859 | 6903 | C | NOS.
HDL-MD0403.432:4CH 3A LEADING EDGE DIMMING ACTUATOR | I031166 | OMISC | A | Test6860 | 6904 | C | NOS.
HDL-MD0602.432:6CH 2A LEADING EDGE DIMMING ACTUATOR | I031167 | OMISC | A | Test6861 | 6905 | C | NOS.
HDL-MDT0203.433:2CH 3A TRAILING EDGE DIMMING ACTUATOR | I031168 | OMISC | A | Test6862 | 6906 | C | NOS.
HDL-MDT04015.433:4CH 1.5A TRAILING EDGE DIMMING ACTUATOR | I031169 | OMISC | A | Test6863 | 6907 | C | NOS.
HDL-MDT0601.433:6CH 1A TRAILING EDGE DIMMING ACTUATOR | I031170 | OMISC | A | Test6864 | 6908 | C | NOS.
HDL-MDB0210.433:2CH 10A MOSFET POWER AMPLIFIER | I031171 | OMISC | A | Test6865 | 6909 | C | NOS.
HDL-MCR01A.40:TRAIC CONSTANT CURRENT MODULE | I031172 | OMISC | A | Test6866 | 6910 | C | NOS.
HDL-MR0416.431:4CH 16A HIGH POWER SWITCH ACTUATOR | I031173 | OMISC | A | Test6867 | 6911 | C | NOS.
HDL-MR0816.432:8CH 16A HIGH POWER SWITCH ACTUAROR | I031174 | OMISC | A | Test6868 | 6912 | C | NOS.
HDL-MR1216.433:12CH 16A HIGH POWER SWITCH ACTUATOR | I031175 | OMISC | A | Test6869 | 6913 | C | NOS.
HDL-MR0410.431:4CH 10A HIGH POWER SWITCH ACTUATOR | I031176 | OMISC | A | Test6870 | 6914 | C | NOS.
HDL-MR0810.432:8CH 10A HIGH POWER SWITCH ACTUATOR | I031177 | OMISC | A | Test6871 | 6915 | C | NOS.
HDL-MR1210.433:12CH 10A HIGH POWER SWITCH ACTUATOR | I031178 | OMISC | A | Test6872 | 6916 | C | NOS.
HDL-MC64-DALI.431:64CH DALI BALLAST DIMMING ACTUATOR | I031179 | OMISC | A | Test6873 | 6917 | C | NOS.
HDL-MHRCU.433:HDL BUS ENABLE RCU MIX CONTROL ACTUATOR | I031180 | OMISC | A | Test6874 | 6918 | C | NOS.
HDL-MRDA0610.432:6CH 10A 0-10V BALLAST DIMMING ACTUATOR | I031181 | OMISC | A | Test6875 | 6919 | C | NOS.
HDL-MDLED0605.432:6CH 5A INTELLIGENT LED DIMMING ACTUATOR | I031182 | OMISC | A | Test6876 | 6920 | C | NOS.
SB-WL-D0610:6CH 10A HIGH POWER LEADING EDGE DIMMING ACTUATOR | I031183 | OMISC | A | Test6877 | 6921 | C | NOS.
SB-WL-D0620:6CH 20A HIGH POWER LEADING EDGE DIMMING ACTUATOR | I031184 | OMISC | A | Test6878 | 6922 | C | NOS.
SB-WL-D1210:12CH 10A HIGH POWER LEADING EDGE DIMMING ACTUATO | I031185 | OMISC | A | Test6879 | 6923 | C | NOS.
HDL-MPTLC43.46:4.3 INCH ENVIRO TOUCH SCREEN | I031186 | OMISC | A | Test6880 | 6924 | C | NOS.
HDL-MPTL14.46:MODERN SERIES DLP TOUCH PANEL US | I031187 | OMISC | A | Test6881 | 6925 | C | NOS.
HDL-MPL8.48:MODERN SERIES DLP TOUCH PANEL EU | I031188 | OMISC | A | Test6882 | 6926 | C | NOS.
HDL-MPL8.46:MODERM SERIES DLP SMART PANEL US | I031189 | OMISC | A | Test6883 | 6927 | C | NOS.
HDL-MP2B.48:IFLEX SERIES 2 BUTTONS SMART PANEL EU | I031190 | OMISC | A | Test6884 | 6928 | C | NOS.
HDL-MP4B.48:IFLEX SERIES 4 BUTTONS SMART PANEL EU | I031191 | OMISC | A | Test6885 | 6929 | C | NOS.
HDL-MP6B.48:IFLEX SERIES 6 BUTTONS SMART PANEL EU | I031192 | OMISC | A | Test6886 | 6930 | C | NOS.
HDL-MP8B.48:IFLEX SERIES 8 BUTTONS SMART PANEL EU | I031193 | OMISC | A | Test6887 | 6931 | C | NOS.
HDL-MP2B.46:IFLEX SERIES 2 BUTTONS SMART PANEL US | I031194 | OMISC | A | Test6888 | 6932 | C | NOS.
HDL-MP4B.46:IFLEX SERIES 4 BUTTONS SMART PANEL US | I031195 | OMISC | A | Test6889 | 6933 | C | NOS.
HDL-MP6B.46:IFLEX SERIES 6 BUTTONS SMART PANEL US | I031196 | OMISC | A | Test6890 | 6934 | C | NOS.
HDL-MP8B.46:IFLEX SERIES 8 BUTTONS SMART PANEL US | I031197 | OMISC | A | Test6891 | 6935 | C | NOS.
HDL-MPT2.48:ITOUCH SERIES 2 BUTTONS TOUCH PANEL EU | I031198 | OMISC | A | Test6892 | 6936 | C | NOS.
HDL-MPT4.48:ITOUCH SERIES 4 BUTTONS TOUCH PANEL EU | I031199 | OMISC | A | Test6893 | 6937 | C | NOS.
HDL-MPT2.46:ITOUCH SERIES 2 BUTTONS TOUCH PANEL US | I031200 | OMISC | A | Test6894 | 6938 | C | NOS.
HDL-MPT4.46:ITOUCH SERIES 4 BUTTONS TOUCH PANEL US | I031201 | OMISC | A | Test6895 | 6939 | C | NOS.
HDL-MPT6.46:ITOUCH SERIES 6 BUTTONS TOUCH PANEL US | I031202 | OMISC | A | Test6896 | 6940 | C | NOS.
HDL-MPPI.48:PANEL POWER INTERFACE EU | I031203 | OMISC | A | Test6897 | 6941 | C | NOS.
HDL-MPPI.46:PANEL POWER INTERFACE US | I031204 | OMISC | A | Test6898 | 6942 | C | NOS.
HDL-WBFM-48:JUCTION BOX FOR FLUSH MOUNT WALL PANEL EU / US | I031205 | OMISC | A | Test6899 | 6943 | C | NOS.
HDL-MSOUT.4W:WALL MOUNT OUTDOOR DOPPLER SENSOR | I031206 | OMISC | A | Test6900 | 6944 | C | NOS.
HDL-MSW01.4C:CEILING MOUNT MICROWAVE SENSOR | I031207 | OMISC | A | Test6901 | 6945 | C | NOS.
HDL-MSP07M.4C:CEILING MOUNT 7IN 1 SENSOR | I031208 | OMISC | A | Test6902 | 6946 | C | NOS.
HDL-MSP08M.4C:CEILING MOUNT 8IN 1 SENSOR | I031209 | OMISC | A | Test6903 | 6947 | C | NOS.
HDL-MSPU03.4C:CEILING MOUNT ULTRASONIC SENSOR | I031210 | OMISC | A | Test6904 | 6948 | C | NOS.
HDL-MSP02.4C:CEILING MOUNT PIR & LUX SENSOR | I031211 | OMISC | A | Test6905 | 6949 | C | NOS.
SB-CMS-12IN 1:CEILING MOUNT 12IN 1 SENSOR | I031212 | OMISC | A | Test6906 | 6950 | C | NOS.
SB-CMS-THL:CEILING MOUNT TEMP. HUMIDITY & LUX SENSOR | I031213 | OMISC | A | Test6907 | 6951 | C | NOS.
SB-CMS-LA:CEILING MOUNT LUX & AIR QUALITY SENSOR | I031214 | OMISC | A | Test6908 | 6952 | C | NOS.
HDL-MZBOX-A50B.30:HDLHOMEPLAY NETWORK PLAYER | I031215 | OMISC | A | Test6909 | 6953 | C | NOS.
HDL-C65P:6.5" HIGH QUALITY CEILING SPEAKER | I031216 | OMISC | A | Test6910 | 6954 | C | NOS.
HDL-MW02.431:2CH MOTORIZED CURTAIN CONTROL MODULE | I031217 | OMISC | A | Test6911 | 6955 | C | NOS.
HDL-MVSM45B.12:TUBULAR BLIND MOTOR | I031218 | OMISC | A | Test6912 | 6956 | C | NOS.
HDL-BLIND TRACK:TRACK FOR TUBULAR BLIND MOTOR (IN METERS) | I031219 | OMISC | A | Test6913 | 6957 | C | NOS.
HDL-MWM70B.22:MASTER CURTAIN CONTROL MOTOR | I031220 | OMISC | A | Test6914 | 6958 | C | NOS.
HDL CURTAIN TRACK:TRACK FOR MASTER CURTAIN CONTROL MOTOR | I031221 | OMISC | A | Test6915 | 6959 | C | NOS.
HDL-MFAN04.432:4CH ELECTRIC FAN CONTROLLER | I031222 | OMISC | A | Test6916 | 6960 | C | NOS.
HDL-MAC01.431:AIR CONDITIONING CONTROL MODULE | I031223 | OMISC | A | Test6917 | 6961 | C | NOS.
HDL-MFH06.432:6CH FLOOR HEATING MODULE | I031224 | OMISC | A | Test6918 | 6962 | C | NOS.
TS/C 1.0:2.5 METER DIGITAL THERMOMETER FOR FLOOR HEATING MOD | I031225 | OMISC | A | Test6919 | 6963 | C | NOS.
HDL-MHC48IP.431:HOTEL ROOM CONTROL HOST | I031226 | OMISC | A | Test6920 | 6964 | C | NOS.
HDL-MHD02R18U.232:20CH HOTEL ROOM MIX CONTROL MODULE | I031227 | OMISC | A | Test6921 | 6965 | C | NOS.
HDL-MHRCU.433:RCU ROOM CONTROL UNIT | I031228 | OMISC | A | Test6922 | 6966 | C | NOS.
HDL-MHIOU.432:HDL BUS ENABLE HOTEL I/O MODULE | I031229 | OMISC | A | Test6923 | 6967 | C | NOS.
SB-3S-BELL:INTELLIGENT HOTEL DOOR BELL | I031230 | OMISC | A | Test6924 | 6968 | C | NOS.
SB-3S-BELL-XS:RF INTELLIGENT DOOR BELL & ACCESS READER | I031231 | OMISC | A | Test6925 | 6969 | C | NOS.
HDL-MPTB01RF.48:RF INTELLIGENT DOOR BELL & ACCESS READER | I031232 | OMISC | A | Test6926 | 6970 | C | NOS.
HDL-MPB01.48:IELEGANCE SERIES 1S SMART DOOR BELL | I031233 | OMISC | A | Test6927 | 6971 | C | NOS.
HDL-MPB03.48:IELEGANCE SERIES 3S SMART DOOR BELL | I031234 | OMISC | A | Test6928 | 6972 | C | NOS.
HDL-MPCH01.48:IELEGANCE SERIES RF CARD READER & MASTER CONTR | I031235 | OMISC | A | Test6929 | 6973 | C | NOS.
HDL-MHIC.48:RF CARD READER & MASTER CONTROL | I031236 | OMISC | A | Test6930 | 6974 | C | NOS.
HDL-MPTC03.48:RF CARD READER & MASTER CONTROL EU WITH 3 SERV | I031237 | OMISC | A | Test6931 | 6975 | C | NOS.
HDL-MPTC03.46:RF CARD READER & MASTER CONTROL US WITH 3 SERV | I031238 | OMISC | A | Test6932 | 6976 | C | NOS.
HDL-MPAC01.48:IELEGANCE SERIES AIR CONDITION CONTROL PANEL | I031239 | OMISC | A | Test6933 | 6977 | C | NOS.
HDL-MPH101.48:IELEGANCE SERIES 1 BUTTON SMART PANEL | I031240 | OMISC | A | Test6934 | 6978 | C | NOS.
HDL-MPH102.48:IELEGANCE SERIES 2 BUTTON SMART PANEL | I031241 | OMISC | A | Test6935 | 6979 | C | NOS.
HDL-MPH104.48:IELEGANCE SERIES 4 BUTTON SMART PANEL | I031242 | OMISC | A | Test6936 | 6980 | C | NOS.
HDL-MPH108.48:IELEGANCE SERIES 8 BUTTON SMART PANEL | I031243 | OMISC | A | Test6937 | 6981 | C | NOS.
HDL-MC48IP-DMX.431:48CH DMX SCENE CONTROLLER | I031244 | OMISC | A | Test6938 | 6982 | C | NOS.
SB-DN-512DMX:512CH DMX SCENE CONTROLLER | I031245 | OMISC | A | Test6939 | 6983 | C | NOS.
HDL-MLED03650MA:3CH 650MA LED DRIVER | I031246 | OMISC | A | Test6940 | 6984 | C | NOS.
HDL-MSC06.432:6CH INPUT & OUTPUT MODULE | I031247 | OMISC | A | Test6941 | 6985 | C | NOS.
HDL-MSD04T.40:4 ZONE DRY CONTACT MODULE WITH TEM. SENSOR | I031248 | OMISC | A | Test6942 | 6986 | C | NOS.
HDL-MSD04.40:4 ZONE DRY CONTACT MODULE | I031249 | OMISC | A | Test6943 | 6987 | C | NOS.
HDL-MSD08.40:8 ZONE DRY CONTACT MODULE | I031250 | OMISC | A | Test6944 | 6988 | C | NOS.
SB-DN-DRY.24Z:24 ZONE DRY CONTACT MODULE | I031251 | OMISC | A | Test6945 | 6989 | C | NOS.
SB-IR-LEARN.01:INFRARED CODE LEARNER | I031252 | OMISC | A | Test6946 | 6990 | C | NOS.
HDL-MIRC04.40:4CH IR EMITTER WITH CURRENT DETECTION | I031253 | OMISC | A | Test6947 | 6991 | C | NOS.
SB-IR-EM:SMART IR TRANSMITTER WITH TEMPERATURE SENSOR | I031254 | OMISC | A | Test6948 | 6992 | C | NOS.
INFRARED EMISSION PROBE:INFRARED EMISSION PROBE | I031255 | OMISC | A | Test6949 | 6993 | C | NOS.
HDL-MBUS01IP.431:1 PORT PROGRAMMING GATEWAY | I031256 | OMISC | A | Test6950 | 6994 | C | NOS.
HDL-MRS232.431:RS232/RS485 GATEWAY | I031257 | OMISC | A | Test6951 | 6995 | C | NOS.
SB-DN-EIB:HDL-BUS & KNX-EIB INTERFACE CONVERTER | I031258 | OMISC | A | Test6952 | 6996 | C | NOS.
HDL-MSP750.431:750MA POWER SUPPLY MODULE | I031259 | OMISC | A | Test6953 | 6997 | C | NOS.
HDL-MSP1200.431:1200MA POWER SUPPLY MODULE | I031260 | OMISC | A | Test6954 | 6998 | C | NOS.
SB-DN-PS2.4A:2400MA POWER SUPPLY MODULE | I031261 | OMISC | A | Test6955 | 6999 | C | NOS.
HDL-MSM.431:SECURITY COMMAND MODULE | I031262 | OMISC | A | Test6956 | 7000 | C | NOS.
HDL-MCLOG.431:LOGIC AUTOMATION MODULE | I031263 | OMISC | A | Test6957 | 7001 | C | NOS.
HDL-MBC06.431:HDL BUS 6 LINES | I031264 | OMISC | A | Test6958 | 7002 | C | NOS.
HDL-MBR06.431:HDL 6 PORT SWITCH | I031265 | OMISC | A | Test6959 | 7003 | C | NOS.
HDL CABLE WITH ALUMINIUM FOIL SHIELDING | I031266 | OMISC | A | Test6960 | 7004 | C | NOS.
HDL CABLE WITHOUT ALUMINIUM FOIL SHIELDING | I031267 | OMISC | A | Test6961 | 7005 | C | NOS.
HDL-MCL04P:HDL FASTFIX CABLE | I031268 | OMISC | A | Test6962 | 7006 | C | NOS.
HDL-MCL08P:HDL FASTFIX CABLE | I031269 | OMISC | A | Test6963 | 7007 | C | NOS.
HDL-MCL12P:HDL FASTFIX CABLE | I031270 | OMISC | A | Test6964 | 7008 | C | NOS.
HDL-MCL16P:HDL FASTFIX CABLE | I031271 | OMISC | A | Test6965 | 7009 | C | NOS.
HDL INTELLICENTER MODEL 2:HDL INTELLICENTER MODEL 2 | I031272 | OMISC | A | Test6966 | 7010 | C | NOS.
HDL-N1:RAYSGEM LOONA SMART MIRROR | I031273 | OMISC | A | Test6967 | 7011 | C | NOS.
HDL-M1:RAYSGEM M1 SMART MIRROR | I031274 | OMISC | A | Test6968 | 7012 | C | NOS.
HDL-MPD01-RF.18:1CH WIRELESS DIMMING ACTUATOR (L+N TYPE) | I031275 | OMISC | A | Test6969 | 7013 | C | NOS.
HDL-MPR01-RF.18:1CH WIRELESS RELAY ACTUATOR (L+N TYPE) | I031276 | OMISC | A | Test6970 | 7014 | C | NOS.
HDL-MPR02-RF.18:2CH WIRELESS RELAY ACTUATOR (L+N TYPE) | I031277 | OMISC | A | Test6971 | 7015 | C | NOS.
HDL-MPC01-RF.18:1CH WIRELESS CURTAIN ACTUATOR (L+N TYPE) | I031278 | OMISC | A | Test6972 | 7016 | C | NOS.
HDL-MPS04-RF.18:4CH WIRELESS DRY CONTACT MODULE (L+N TYPE) | I031279 | OMISC | A | Test6973 | 7017 | C | NOS.
HDL-MPDA04-RF.18:4CH WIRELESS BALLAST DIMMING ACTUATOR (L+N | I031280 | OMISC | A | Test6974 | 7018 | C | NOS.
HDL-MPL8-RF.18:MODERN SERIES WIRELESS DLP WALL PANEL EU | I031281 | OMISC | A | Test6975 | 7019 | C | NOS.
HDL-MPL8-RF.16:MODERN SERIES DLP WALL PANEL US | I031282 | OMISC | A | Test6976 | 7020 | C | NOS.
HDL-MPT2-RF.18:ITOUCH SERIES 2 BUTTONS WIRELESS TOUCH PANEL | I031283 | OMISC | A | Test6977 | 7021 | C | NOS.
HDL-MPT4-RF.18:ITOUCH SERIES 4 BUTTONS WIRELESS TOUCH PANEL | I031284 | OMISC | A | Test6978 | 7022 | C | NOS.
HDL-MPT2-RF.16:ITOUCH SEIRES 2 BUTTONS WIRELESS TOUCH PANEL | I031285 | OMISC | A | Test6979 | 7023 | C | NOS.
HDL-MPT4-RF.16:ITOUCH SERIES 4 BUTTONS WIRELESS TOUCH PANEL | I031286 | OMISC | A | Test6980 | 7024 | C | NOS.
HDL-MPT6-RF.16:ITOUCH SERIES 6 BUTTONS WIRELESS TOUCH PANEL | I031287 | OMISC | A | Test6981 | 7025 | C | NOS.
HDL-MPE04-RF.18:4 BUTTON WIRELESS ISMART PANEL EU | I031288 | OMISC | A | Test6982 | 7026 | C | NOS.
HDL-MPWPID00LN.18:WIRELESS POWER INTERFACE EU (L+N TYPE) | I031289 | OMISC | A | Test6983 | 7027 | C | NOS.
HDL-MPWPID03L.18:3CH WIRELESS DIMMING POWER INTERFACE EU (L | I031290 | OMISC | A | Test6984 | 7028 | C | NOS.
HDL-MPWPID03LN.18:3CH WIRELESS DIMMING POWER INTERFACE EU (L | I031291 | OMISC | A | Test6985 | 7029 | C | NOS.
HDL-MPWPIR01T.18:1CH WIRELESS SWITCH POWER INTERFACE EU WITH | I031292 | OMISC | A | Test6986 | 7030 | C | NOS.
HDL-MPWPIR03.18:3CH WIRELESS SWITCH POWER INTERFACE EU (L+N | I031293 | OMISC | A | Test6987 | 7031 | C | NOS.
HDL-MPWPID00LN.16:WIRELESS POWER INTERFACE US (L+N TYPE) | I031294 | OMISC | A | Test6988 | 7032 | C | NOS.
HDL-MPWPID03L.16:3CH WIRELESS DIMMING POWER INTERFACE US (L | I031295 | OMISC | A | Test6989 | 7033 | C | NOS.
HDL-MPWPID03LN.16:3CH WIRELESS DIMMING POWER INTERFACE US (L | I031296 | OMISC | A | Test6990 | 7034 | C | NOS.
HDL-MPWPIR01T.16:1CH WIRELESS SWITCH POWER INTERFACE US WITH | I031297 | OMISC | A | Test6991 | 7035 | C | NOS.
HDL-MPWPIR03.16:3CH WIRELESS SWITCH POWER INTERFACE US (L+N | I031298 | OMISC | A | Test6992 | 7036 | C | NOS.
HDL-MWM70-RF.12:WIRELESS CURTAIN CONTROL MOTOR | I031299 | OMISC | A | Test6993 | 7037 | C | NOS.
HDL TRACK:TRACK FOR MASTER CURTAIN CONTROL MOTOR | I031300 | OMISC | A | Test6994 | 7038 | C | NOS.
HDL-MSPU05-RF.1C:WIRELESS CEILING MOUNT ULTRASONIC & PIR SEN | I031301 | OMISC | A | Test6995 | 7039 | C | NOS.
HDL-MSPU03-BRF.10:WIRELESS PIR & LUX SENSOR | I031302 | OMISC | A | Test6996 | 7040 | C | NOS.
HDL-MIR01R-RF.10:WIRELESS IR EMITTER | I031303 | OMISC | A | Test6997 | 7041 | C | NOS.
HDL-MCIP-RF02.10:WIRELESS MESH GATEWAY | I031304 | OMISC | A | Test6998 | 7042 | C | NOS.
HDL-MBUS/GW-RF.40:BUSPRO/ WIRELESS GATEWAY | I031305 | OMISC | A | Test6999 | 7043 | C | NOS.
FTB 4F COMPLETE WITH SC ADAPTORS & PIGTAILS | I031307 | OINSTMAT | A | Test7000 | 7044 | C | NOS.
EK0701-11-1U SC/PC PC 6 PORT WITH PIGTAILS | I031308 | OINSTMAT | A | Test7001 | 7045 | C | NOS.
MEDIA CONVERTER 10/100/1000M SINGLE MODE 10KM- 1310/1550 | I031309 | OINSTMAT | A | Test7002 | 7046 | C | NOS.
MEDIA CONVERTER 10/100/1000M SINGLE MODE 10KM- 1550/1310 | I031310 | OINSTMAT | A | Test7003 | 7047 | C | NOS.
8 PORT GIGABIT GREENNET SWITCH TEG-S81G | I031311 | OINSTMAT | A | Test7004 | 7048 | C | NOS.
PATCH CORD-SM SC/UPC - SC/UPC SX 3M | I031312 | OINSTMAT | A | Test7005 | 7049 | C | NOS.
SPEED TEST CUSTOM PREMIUM 1YR SUBSCRIPTION INCLUDES 1 SERVER | I031313 | VMAISPDH | B | Test7006 | 7050 | C | NOS.
INFLATABLE AIR DANCE | I031314 | OMISC | A | Test7007 | 7051 | C | NOS.
UL/CE AIR PUMP 750W | I031315 | OMISC | A | Test7008 | 7052 | C | NOS.
DELL LATITUDE 3480 I3 | I031316 | CLPTPCMPT | A | Test7009 | 7053 | C | NOS.
STM1 INTERCONNECTION (DS/SMW4) | I031317 | Cap Related Ser | B | Test7010 | 7054 | C | NOS.
RED HAT ENTERPRISE LINUX VIRTUAL DATACENTERS WITH SMART MNGM | I031318 | VNEWPROD | B | Test7011 | 7055 | C | NOS.
SAMSUNG CHROMEBOOK PLUS 12.3"/4G RAM/32GB SSD | I031319 | OLPTPCMPT | A | Test7012 | 7056 | C | NOS.
BOLT LOCK SLIM FAIL SAFE WITH KEY & KNOB(SL142) | I031320 | SSURVLNCE | A | Test7013 | 7057 | C | NOS.
DOOR LOOP(SL142) | I031321 | SSURVLNCE | A | Test7014 | 7058 | C | NOS.
PUSH BUTTON WITH LED(SS) 86MMX86MM(SL142) | I031322 | SSURVLNCE | A | Test7015 | 7059 | C | NOS.
ACM EXIT BUTTON SLIM TYPE(SL142) | I031323 | SSURVLNCE | A | Test7016 | 7060 | C | NOS.
ARTICULATED PIPES WITH BOLTS AND NUTS | I031324 | OSUBMSYSD | A | Test7017 | 7061 | C | NOS.
FLEXIBLE CLEAR HOSE 1 ¼”-HP- | I031325 | OGENTSP | A | Test7018 | 7062 | C | ft
SERVICE CHARGE | I031326 | VGENSPAR | B | Test7019 | 7063 | C | NOS.
NDS3218A: 48 IN 1 MPEG4 AVC H.264 ENCODER | I031327 | CMODROUT | A | Test7020 | 7064 | C | NOS.
SONY HVL-F60M EXTERNAL FLASH | I031328 | OMISC | A | Test7021 | 7065 | C | NOS.
SONY A6500 ILCE-6500/SONY VARIO-TESSAR T*E16-70MM F/4 OSS LE | I031329 | OMISC | A | Test7022 | 7066 | C | NOS.
MOTOTIZED SCREEN 90"X120"(150"D) | I031330 | CMISC | A | Test7023 | 7067 | C | NOS.
PHOTOCOPY MACHINE IR2525 | I031331 | CASSTNTCFFO | A | Test7024 | 7068 | C | NOS.
A8N (AC) SUPER WIFI BASE STATION (SD.A8-NAC0-00) | I031332 | CWIFIEQUIP | A | Test7025 | 7069 | C | NOS.
A3-EI DUAL-BAND 3X3 802.11AC WIFI AP (SD.A3-EH00-00) | I031333 | CWIFIEQUIP | A | Test7026 | 7070 | C | NOS.
A3C INDOOR DUAL-BAND 3X3 802.11AC WIFI AP (SD.A3-C000-00) | I031334 | CWIFIEQUIP | A | Test7027 | 7071 | C | NOS.
POE INJECTOR FOR A8, A8N, A8N(AC) AND A3 SERIES (SD.PE-8N00- | I031335 | CWIFIEQUIP | A | Test7028 | 7072 | C | NOS.
2.4G 14DBI X-POL DIRECTIONAL ANTENNA (SP.AN-2S14-00) | I031336 | CWIFIEQUIP | A | Test7029 | 7073 | C | NOS.
5G 16DBI SECTOR ANTENNA (SD.AN-5S16-00) | I031337 | CWIFIEQUIP | A | Test7030 | 7074 | C | NOS.
2-METER RF CABLE (SD.CA-RF02-00) | I031338 | CWIFIEQUIP | A | Test7031 | 7075 | C | NOS.
WEATHERPROOF LIGHTNING PROTECTOR (NS.MS-0001-00) | I031339 | CWIFIEQUIP | A | Test7032 | 7076 | C | NOS.
A8-EIN (AC) SUPER WIFI BASE STATION (SD.A8-EHNAC-00) | I031340 | CWIFIEQUIP | A | Test7033 | 7077 | C | NOS.
POE INJECTOR FOR A8, A8N, A8N(AC) AND A3 SERIES (SD.PE-8N00- | I031341 | CWIFIEQUIP | A | Test7034 | 7078 | C | NOS.
C1XN SUPER WIFI CPE/ AP (EU) (SD.C1-XN00-EU) | I031342 | CWIFIEQUIP | A | Test7035 | 7079 | C | NOS.
2.4G 8DBI OMNI ANTENNA, N-FEMALE(SD.AN-2M8F-00) | I031343 | CWIFIEQUIP | A | Test7036 | 7080 | C | NOS.
1-METER RF CABLE, RP-SMA TO N-MALE (SD.CA-SM01-00) | I031344 | CWIFIEQUIP | A | Test7037 | 7081 | C | NOS.
WEATHERPROOF LIGHTNING PROTECTOR (NS.MS-0001-00) | I031345 | CWIFIEQUIP | A | Test7038 | 7082 | C | NOS.
ALTAICARE ON-PREMISES SOFTWARE PACKAGE (SD.CA-OP00-00) | I031346 | Cap Related Ser | B | Test7039 | 7083 | C | NOS.
ALTAICARE ON-PREMISES LICENSE PACK OF 500 (SD.CA-OP00-02) | I031347 | Cap Related Ser | B | Test7040 | 7084 | C | NOS.
ALTAICARE ON-PREMISES ANNUAL SUPPORT FOR LICENSE PACK OF 500 | I031348 | Cap Related Ser | B | Test7041 | 7085 | C | NOS.
TECHNICAL SUPPORT AT SITE PER MAN-DAY (SV.TS-0011-00) | I031349 | Cap Related Ser | B | Test7042 | 7086 | C | NOS.
ROUND PUNCH 6;6.5;8;8.5;10;11;12;13;14;15;16;18;19;20 | I031350 | CTOOLS | A | Test7043 | 7087 | C | NOS.
ROUND DIE SB 6;6.5;8;8.5;10;11;12;13;14;15;16;18;19;20 | I031351 | CTOOLS | A | Test7044 | 7088 | C | NOS.
OBLONG PUNCH 10X20;11X16.5;12X18;13X19.5;14X21 | I031352 | CTOOLS | A | Test7045 | 7089 | C | NOS.
OBLONG PUNCH 6.5X10;6.5X13;8.5X13;8.5X17;9X13.5;9X18;10X | I031353 | CTOOLS | A | Test7046 | 7090 | C | NOS.
OBLONG DIE B 6.5X10;6.5X13;8.5X13;8.5X17;9X13.5;9X18;10X15; | I031354 | CTOOLS | A | Test7047 | 7091 | C | NOS.
OBLONG DIE B 10X20;11X16.5;12X18;13X19.5;14X21 | I031355 | CTOOLS | A | Test7048 | 7092 | C | NOS.
ROUND PUNCH FOR MILD STEEL:10;11;12;13;14;15;16;18;20;22;24 | I031356 | CTOOLS | A | Test7049 | 7093 | C | NOS.
ROUND DIE A M/S (T2-3.2)10;11;12;13;14;15;16;18;20;22;24 | I031357 | CTOOLS | A | Test7050 | 7094 | C | NOS.
ROUND DIE B M/S (T4-6)10;11;12;13;14;15;16;18;20;22;24 | I031358 | CTOOLS | A | Test7051 | 7095 | C | NOS.
ROUND DIE C M/S (T7-9)10;11;12;13;14;15;16;18;20;22;24 | I031359 | CTOOLS | A | Test7052 | 7096 | C | NOS.
ROUND DIE D M/S (T10-13)14;15;16;18;20;22;24 | I031360 | CTOOLS | A | Test7053 | 7097 | C | NOS.
OBLONG PUNCH FOR MILD STEEL:10X15;10X20;11X6.5;12X18;13X19.5 | I031361 | CTOOLS | A | Test7054 | 7098 | C | NOS.
OBLONG PUNCH FOR MILD STEEL:14X21;15X21;18X21 | I031362 | CTOOLS | A | Test7055 | 7099 | C | NOS.
OBLONG DIE A FOR MILD STEEL:10X15;10X20;11X6.5;12X18;13X19.5 | I031363 | CTOOLS | A | Test7056 | 7100 | C | NOS.
OBLONG DIE A FOR MILD STEEL:14X21;15X21;18X21 | I031364 | CTOOLS | A | Test7057 | 7101 | C | NOS.
OBLONG DIE B FOR MILD STEEL:10X15;10X20;11X6.5;12X18;13X19.5 | I031365 | CTOOLS | A | Test7058 | 7102 | C | NOS.
OBLONG DIE B FOR MILD STEEL:14X21;15X21;18X21 | I031366 | CTOOLS | A | Test7059 | 7103 | C | NOS.
OBLONG DIE C FOR MILD STEEL:10X15;10X20;11X6.5;12X18;13X19.5 | I031367 | CTOOLS | A | Test7060 | 7104 | C | NOS.
OBLONG DIE C FOR MILD STEEL:14X21;15X21;18X21 | I031368 | CTOOLS | A | Test7061 | 7105 | C | NOS.
OBLONG DIE D FOR MILD STEEL:14X21;15X21;18X21 | I031369 | CTOOLS | A | Test7062 | 7106 | C | NOS.
ROUND DIE SA FOR STAINLESS STEEL:10;11;12;13;14;15;18;20;22; | I031370 | CTOOLS | A | Test7063 | 7107 | C | NOS.
ROUND DIE SB FOR STAINLESS STEEL:10;11;12;13;14;15;18;20;22; | I031371 | CTOOLS | A | Test7064 | 7108 | C | NOS.
ROUND DIE SC FOR STAINLESS STEEL:18;20;22; | I031372 | CTOOLS | A | Test7065 | 7109 | C | NOS.
ROUND DIE CC FOR CHANNEL FLANGE: 11;12;13;14;15;18;20;22;24 | I031373 | CTOOLS | A | Test7066 | 7110 | C | NOS.
ROUND DIE CD FOR CHANNEL FLANGE: 14; 5;18;20;22; | I031374 | CTOOLS | A | Test7067 | 7111 | C | NOS.
OBLONG DIE CC FOR CHANNEL FLANGEL:10X15;10X20;11X6.5;12X18; | I031375 | CTOOLS | A | Test7068 | 7112 | C | NOS.
OBLONG DIE CC FOR CHANNEL FLANGEL:13X19.5;14X21;15X21;18X21 | I031376 | CTOOLS | A | Test7069 | 7113 | C | NOS.
OBLONG DIE CD FOR CHANNEL FLANGEL:14X21;15X21;18X21 | I031377 | CTOOLS | A | Test7070 | 7114 | C | NOS.
HOLE PUNCHER HPC-209WDF WITH STANDARD ACCESSORIES | I031378 | CTOOLS | A | Test7071 | 7115 | C | NOS.
3MG27103WW 8029 PREMIUM DESKPHONE INT | I031379 | OTELEEQ | A | Test7072 | 7116 | C | NOS.
PREMIUM CORDED MONO WB HEADSET SC232 ALE | I031380 | OTELEEQ | A | Test7073 | 7117 | C | NOS.
3BA23258AB:CPU8 BOARD | I031381 | OPABXSPR | A | Test7074 | 7118 | C | NOS.
ORACLE RESOURCE TIME & MATERIAL SERVICES | I031382 | Cap Related Ser | B | Test7075 | 7119 | C | NOS.
STICKER- FROST | I031383 | OSITEMAINT | A | Test7076 | 7120 | C | NOS.
DRAIN MAT(RED) | I031384 | OSITEMAINT | A | Test7077 | 7121 | C | ft
WIPER MAT(RED) | I031385 | OSITEMAINT | A | Test7078 | 7122 | C | ft
ROSEWILL RSV-R4000:4U RACKMOUNT SERVER CASE/CHASSIS-8 INTERN | I031386 | CSRVRKS | A | Test7079 | 7123 | C | NOS.
RS750-AMAAB1-US:COOLER MASTER RS750-AMAAB1-US ATX12V & EPS 1 | I031387 | CSRVRS | A | Test7080 | 7124 | C | NOS.
Z170APCMATE:MSI Z170A PC MATE DESKTOP MOTHERBOARD | I031388 | CSRVRACS | A | Test7081 | 7125 | C | NOS.
BX80677I77700K:INTEL CORE I7!L7-7.700K 7TH GEN QUAD-CORE (4 | I031389 | CSRVRS | A | Test7082 | 7126 | C | NOS.
WWD30EFRX:WD RED WD30EFRX-HDD-3TB-INTERNAL-3.5"-SATA-600-BUF | I031390 | CSRVRACS | A | Test7083 | 7127 | C | NOS.
C900-E4GBF:MATROX C-SERIES C900 GRAPHIC CARD-4GB GDDR5-PCI E | I031391 | CSRVRACS | A | Test7084 | 7128 | C | NOS.
KVR24N17D8/16:KINGSTON 16GB MODULE - DDR4 2133MHZ-16 GB(1 X | I031392 | CSRVRACS | A | Test7085 | 7129 | C | NOS.
920-002714:LOGITECH MEDIA COMBO MK200-KEYBOARD-USB–MOUSE | I031393 | CSRVRACS | A | Test7086 | 7130 | C | NOS.
900878:VISIONTEK 240 GB 2.5" INTERNAL SOLID STALE DRIVE - SA | I031394 | CSRVRACS | A | Test7087 | 7131 | C | NOS.
UH12NS30:LG BLACK 12X BD-ROM 16X DVD-ROM 48X CD-ROM SATA INT | I031395 | CSRVRACS | A | Test7088 | 7132 | C | NOS.
FQC-08930:MICROSOFT WINDOWS 10 PRO 64-BIT - LICENSE - 1 LICE | I031396 | Cap Related Ser | B | Test7089 | 7133 | C | NOS.
PLUG AM-TOP P/N:299 | I031397 | CPWR SYSTEM | A | Test7090 | 7134 | C | NOS.
GJS 303 INLINE CLOSURE WITH A 12CORE SPLICE TRAY,CAPACTY:12C | I031398 | CINSTMAT | A | Test7091 | 7135 | C | NOS.
ZNID-GPON-2428A1-UK:GPON ONT,INDOOR,2 POTS,4 GE,WIFI (INT | I031399 | OCRITICAL-ITEMS | A | Test7092 | 7136 | C | NOS.
CLP0556-B:THERMALTAKE CONTAC 92MM CPU COOLER | I031400 | CSRVRACS | A | Test7093 | 7137 | C | NOS.
ASA5516-FPWR-K9:ASA 5516-X WITH FIREPOWER SERVICES, 8GE, AC, | I031401 | OSRVRS | A | Test7094 | 7138 | C | NOS.
CON-SNT-ASA556F9:SNTC-8X5XNBD ASA 5516-X WITH FIREPOWER SERV | I031402 | OSRVRACS | A | Test7095 | 7139 | C | NOS.
CAB-ACU:AC POWER CORD (UK), C13, BS 1363, 2.5M | I031403 | OSRVRACS | A | Test7096 | 7140 | C | NOS.
SF-ASA-K-9.8-K8:CISCO ASA 9.8 SOFTWARE IMAGE FOR ASA 5506/55 | I031404 | V-INST-MAT | B | Test7097 | 7141 | C | NOS.
SF-ASA-FP6.2-K9:CISCO FIREPOWER SOFTWARE V6.2 FOR ASA 5500-X | I031405 | V-INST-MAT | B | Test7098 | 7142 | C | NOS.
ASA5516-CTRL-LIC:CISCO ASA5516 CONTROL LICENSE | I031406 | V-INST-MAT | B | Test7099 | 7143 | C | NOS.
ASA5516-SSD:ASA 5516-X SSD | I031407 | V-INST-MAT | B | Test7100 | 7144 | C | NOS.
ASA5500-ENCR-K9:ASA 5500 STRONG ENCRYPTION LICENSE (3DES/AES | I031408 | V-INST-MAT | B | Test7101 | 7145 | C | NOS.
HARDWARE OF 155 ENODEB | I031409 | CMOBSWEQ | A | Test7102 | 7146 | C | NOS.
HARDWARE OF FREEBIE FOR WIRELESS EXCLUSIVE SCOPE (111 ENODEB | I031410 | CMOBSWEQ | A | Test7103 | 7147 | C | NOS.
HARDWARE OF ACCESS MICROWAVE | I031411 | CMOBSWEQ | A | Test7104 | 7148 | C | NOS.
HARDWARE OF FREEBIE FOR ACCESS MW EXCLUSIVE SCOPE (U2000 NMS | I031412 | CMOBSWEQ | A | Test7105 | 7149 | C | NOS.
HARDWARE OF ORGANIC GROWTH | I031413 | CMOBSWEQ | A | Test7106 | 7150 | C | NOS.
HARDWARE OF GREEN FIELD | I031414 | CMOBSWEQ | A | Test7107 | 7151 | C | NOS.
FREEBIE FOR WIRELESS EXCLUSIVE SCOPE (BSC6910 UMTS CAPACITY | I031415 | CMOBSWEQ | A | Test7108 | 7152 | C | NOS.
FREEBIE FOR ALL EXCLUSIVE SCOPE (35 ALU 3G SITE SWAP + 20 EA | I031416 | CMOBSWEQ | A | Test7109 | 7153 | C | NOS.
HARDWARE OF MPLS | I031417 | CMOBSWEQ | A | Test7110 | 7154 | C | NOS.
HARDWARE OF TRUNK MICROWAVE | I031418 | CMOBSWEQ | A | Test7111 | 7155 | C | NOS.
FREEBIE FOR TRUNK MW EXCLUSIVE SCOPE (U2000 NMS + IDU + OPTI | I031419 | CMOBSWEQ | A | Test7112 | 7156 | C | NOS.
SOFTWARE OF 155 ENODEB | I031420 | Cap Related Ser | B | Test7113 | 7157 | C | NOS.
SOFTWARE OF FREEBIE FOR WIRELESS EXCLUSIVE SCOPE (111 ENODEB | I031421 | Cap Related Ser | B | Test7114 | 7158 | C | NOS.
SOFTWARE OF ACCESS MICROWAVE | I031422 | Cap Related Ser | B | Test7115 | 7159 | C | NOS.
SOFTWARE OF FREEBIE FOR ACCESS MW EXCLUSIVE SCOPE (U2000 NMS | I031423 | Cap Related Ser | B | Test7116 | 7160 | C | NOS.
SOFTWARE OF ORGANIC GROWTH | I031424 | Cap Related Ser | B | Test7117 | 7161 | C | NOS.
SOFTWARE OF GREEN FIELD | I031425 | Cap Related Ser | B | Test7118 | 7162 | C | NOS.
SOFTWARE OF FREEBIE FOR WIRELESS EXCLUSIVE SCOPE (9 * MBTS(G | I031426 | Cap Related Ser | B | Test7119 | 7163 | C | NOS.
SOFTWARE OF FREEBIE FOR ALL EXCLUSIVE SCOPE (35 ALU 3G SITE | I031427 | Cap Related Ser | B | Test7120 | 7164 | C | NOS.
SOFTWARE OF MPLS | I031428 | Cap Related Ser | B | Test7121 | 7165 | C | NOS.
SOFTWARE OF FREEBIE FOR MPLS EXCLUSIVE SCOPE (FULL IP ACCESS | I031429 | Cap Related Ser | B | Test7122 | 7166 | C | NOS.
SOFTWARE OF TRUNK MICROWAVE | I031430 | Cap Related Ser | B | Test7123 | 7167 | C | NOS.
SOFTWARE OF FREEBIE FOR TRUNK MW EXCLUSIVE SCOPE (U2000 NMS | I031431 | Cap Related Ser | B | Test7124 | 7168 | C | NOS.
SOFTWARE OF 2 VERSIONS UPGRADE OF WIRELESS | I031432 | Cap Related Ser | B | Test7125 | 7169 | C | NOS.
FREEBIE FOR MPLS EXCLUSIVE SCOPE (FULL IP ACEES ROUTER SCOPE | I031450 | CMOBSWEQ | A | Test7126 | 7170 | C | NOS.
BI ORACLE HW SUPPORT | I031451 | VCOMSUPT | B | Test7127 | 7171 | C | NOS.
3EH02103AA:ALCATEL-LUCENT OXO CONNECT LARGE - 220V | I031452 | OCAPSTK | A | Test7128 | 7172 | C | NOS.
CONSULTANCY | I031453 | Cap Related Ser | B | Test7129 | 7173 | C | NOS.
3BA27013AD:SATA HARD DISK FOR CPU CARD CALL SERVER(CPU8/CS-3 | I031454 | OPABXSPR | A | Test7130 | 7174 | C | NOS.
DELL POWEREDGE R330 SERVER(SL144) | I031455 | SSRVRS | A | Test7131 | 7175 | C | NOS.
OS6860E-48: GIGE L3 CHASSIS WITH 48 10/100/1000 RJ-45(SL144) | I031456 | SOPFIBRNTWK | A | Test7132 | 7176 | C | NOS.
OS6860E-24:GIGE L3 CHASSIS WITH 24 10/100/1000 RJ-45(SL144) | I031457 | SOPFIBRNTWK | A | Test7133 | 7177 | C | NOS.
SFP-GIG-LX:1000BASE-LX GIGABIT ETHERNET OPTICAL TRANS(SL144) | I031458 | SOPFIBRNTWK | A | Test7134 | 7178 | C | NOS.
INTERNAL VULNERABILITY ASSES & PENETRATION TESTING(WHITE BOX | I031460 | Sales Relat Ser | B | Test7135 | 7179 | C | NOS.
FUSION SPLICER FUJIKURA 22S WITH CT-06A CLEAVER | I031463 | CTOOLS | A | Test7136 | 7180 | C | NOS.
CIRCLE DEVICE ( PARENTAL CONTROLS - WIRELESS DEVICES ) | I031464 | OMODROUT | A | Test7137 | 7181 | C | NOS.
FOAM PLATE 7" | I031466 | OMISC | A | Test7138 | 7182 | C | NOS.
HEAT BARRIER CUP | I031467 | OMISC | A | Test7139 | 7183 | C | NOS.
PAPERCUP BROWN | I031468 | OMISC | A | Test7140 | 7184 | C | NOS.
PAPERCUP ROYAL | I031469 | OMISC | A | Test7141 | 7185 | C | NOS.
CRYSTAL WHITE SUGAR 200'S X 5G | I031470 | OMISC | A | Test7142 | 7186 | C | NOS.
REFILLING DCP/4.5KG FIRE EXTINGUISHERS | I031471 | VHEASAEX | B | Test7143 | 7187 | C | NOS.
HOSE FOR DCP/4.5KG FIRE EXTINGUISHERS | I031472 | OHEALTHSAFETY | A | Test7144 | 7188 | C | NOS.
ENADOC ON PREMISE BASE PACKAGE WITH 2 YEAR SA | I031473 | Cap Related Ser | B | Test7145 | 7189 | C | NOS.
10 LIBRARIES WITH 2 YEAR SA | I031474 | Cap Related Ser | B | Test7146 | 7190 | C | NOS.
LICENSE FOR 50 CONCURRENT USERS WITH 2 YEARS SA | I031475 | Cap Related Ser | B | Test7147 | 7191 | C | NOS.
PRODUCT INSTALLATION & ADMINISTRATION TRAINING - FOR THE COM | I031476 | Cap Related Ser | B | Test7148 | 7192 | C | NOS.
CONSULTANCY - FOR ALL 10 DEPARTMENTS, 3-7 DAYS FOR EACH DEP | I031477 | Cap Related Ser | B | Test7149 | 7193 | C | NOS.
SHAREPOINT IMPLEMENTATION - DOC VERSION CONTROL, CONTRACT MA | I031478 | Cap Related Ser | B | Test7150 | 7194 | C | NOS.
PROJECT MANAGEMENT | I031479 | Cap Related Ser | B | Test7151 | 7195 | C | NOS.
KOFAX STATIONS | I031480 | Cap Related Ser | B | Test7152 | 7196 | C | NOS.
ABBYY FLEXICAPTURE 11 DISTRIBUTED EDITION | I031481 | Cap Related Ser | B | Test7153 | 7197 | C | NOS.
HSP10K230:DATA GRADE SURGE PROTECTION FOR CRONE BLOCKS | I031482 | CLGTSPSP | A | Test7154 | 7198 | C | NOS.
WINSVRSTDCORE ALNG LICSAPK MVL 2LIC CORELIC | I031484 | Cap Related Ser | B | Test7155 | 7199 | C | NOS.
SQLSVRSTDCORE ALNG LICSAPK MVL 2LIC CORELIC | I031485 | Cap Related Ser | B | Test7156 | 7200 | C | NOS.
SHAREPOINTSVR ALNG LICSAPK MVL | I031486 | Cap Related Ser | B | Test7157 | 7201 | C | NOS.
90ML FRAGRANCE CARTRIDGE (FRESH CLEAN) FOR - AIRQ 100 SERIES | I031487 | OMISC | A | Test7158 | 7202 | C | NOS.
JUICY PEACH" 500ML OF PRIMARY FRAGRANCE FOR - AIRQ270 | I031488 | OMISC | A | Test7159 | 7203 | C | NOS.
FABRICATING CCTV POST | I031489 | Sales Relat Ser | B | Test7160 | 7204 | C | NOS.
BASIC FIRST AID TRAINING | I031490 | VHEASAEX | B | Test7161 | 7205 | C | NOS.
OMNIPCX ENTERPRISE- SOFTWARE UPGRADE(D0781 )“ | I031491 | Cap Related Ser | B | Test7162 | 7206 | C | NOS.
STAFF PICNIC | I031492 | VSTAFEVE | B | Test7163 | 7207 | C | NOS.
5212 IP PHONE DUAL MODE (MITEL) | I031493 | OTELEEQ | A | Test7164 | 7208 | C | Nos.
BROTHER-TZ-221: TZ-TAPE 9MMX8M LAMINATED (BLK ON WH) -SL130 | I031494 | SMISC | A | Test7165 | 7209 | C | NOS.
BROTHER-TZE-231:TZ-TAPE 12MMX8M LAMINATED (BLK ON WH) -SL130 | I031495 | SMISC | A | Test7166 | 7210 | C | NOS.
BROTHER-FX631: TZ-TAPE 12MMX8M LAMINATED (BLK ON YL) -SL130 | I031496 | SMISC | A | Test7167 | 7211 | C | NOS.
BROTHER-TZ-221: TZ-TAPE 9MMX8M LAMINATED (BLK ON WH) -SL129 | I031497 | SMISC | A | Test7168 | 7212 | C | NOS.
BROTHER-TZE-231:TZ-TAPE 12MMX8M LAMINATED (BLK ON WH) -SL129 | I031498 | SMISC | A | Test7169 | 7213 | C | NOS.
BROTHER-FX631: TZ-TAPE 12MMX8M LAMINATED (BLK ON YL) -SL129 | I031499 | SMISC | A | Test7170 | 7214 | C | NOS.
DISPOSABLE PLATE 7 | I031500 | OMISC | A | Test7171 | 7215 | C | NOS.
DISPOSABLE PLATE 9 | I031501 | OMISC | A | Test7172 | 7216 | C | NOS.
A0020-006-001-001-001-1: IG 4200 - DEMO | I031502 | OMODROUT | A | Test7173 | 7217 | C | NOS.
A0022-004-001-001-001-1:ACCOUNT PRINTER PAPER FOR AP 2100 X | I031503 | OPRNTRS | A | Test7174 | 7218 | C | NOS.
01174416:DEUTZ OIL FILTER | I031504 | OCRITICAL-ITEMS | A | Test7175 | 7219 | C | NOS.
01174696:FUEL DEUTZ FOR PRAMIC ENGINES | I031505 | OCRITICAL-ITEMS | A | Test7176 | 7220 | C | NOS.
PMXF-HWP-2F-CTRL:PMXF-2F, WFS CONTROLLER | I031506 | CINSTMAT | A | Test7177 | 7221 | C | NOS.
FW-ELC-X2-AUD-ENC-MP2-ST[FW-ELC-X2-AUD-ENC-MP2-ST] / FW OPTI | I031507 | CINSTMAT | A | Test7178 | 7222 | C | NOS.
FW-ELC-X2-AUD-ENC-MP2-ST[FW-ELC-X2-AUD-ENC-MP2-ST] / FW OPTI | I031508 | CINSTMAT | A | Test7179 | 7223 | C | NOS.
FW-ELC-X2-AUD-ENC-MP2-ST[FW-ELC-X2-AUD-ENC-MP2-ST] / FW OPTI | I031509 | CINSTMAT | A | Test7180 | 7224 | C | NOS.
PMXF-HWP-2400[PMXF-HWP-2400] / PROMEDIA 2400 TRANSCODE NODE | I031510 | CINSTMAT | A | Test7181 | 7225 | C | NOS.
SW-PMXF-ATO[SW-PMXF-ATO] / PMXF ATO | I031511 | Cap Related Ser | B | Test7182 | 7226 | C | NOS.
PMXF-CTRL-API[PMXF-CTRL-API] / PROMEDIA CARBON & PROMEDIA XF | I031512 | Cap Related Ser | B | Test7183 | 7227 | C | NOS.
PMXF-CTRL-BASE[PMXF-CTRL-BASE] / PROMEDIA XF CONTROLLER | I031513 | Cap Related Ser | B | Test7184 | 7228 | C | NOS.
PMXF-CTRL-CWF[PMXF-CTRL-CWF] / CONDITIONAL WORKFLOW (CWF) | I031514 | Cap Related Ser | B | Test7185 | 7229 | C | NOS.
PMXF-HWP-2F-CTRL[PMXF-HWP-2F-CTRL] / PMXF-2F, WFS CONTROLLER | I031515 | Cap Related Ser | B | Test7186 | 7230 | C | NOS.
PMXF-CBN-CCSUB[PMXF-CBN-CCSUB] / CLOSED CAPTION AND | I031516 | Cap Related Ser | B | Test7187 | 7231 | C | NOS.
SW-PMXF-ATO:PMXF ATO CONSISTING OF PMXF NODE BASE 10 | I031517 | Cap Related Ser | B | Test7188 | 7232 | C | NOS.
PMXF-CBN-PRCDC[PMXF-CBN-PRCDC] / PREMIUM CODEC PACK FOR | I031518 | Cap Related Ser | B | Test7189 | 7233 | C | NOS.
PMXF-CBN-TXCD[PMXF-CBN-TXCD] / PROMEDIA CARBON TRANSCODE NOD | I031519 | Cap Related Ser | B | Test7190 | 7234 | C | NOS.
PMXF-CBN-XPR-TXCD[PMXF-CBN-XPR-TXCD] / PROMEDIA XPRESS | I031520 | Cap Related Ser | B | Test7191 | 7235 | C | NOS.
MXF-NODE-BASE[PMXF-NODE-BASE] / NODE BASE FOR PROMEDIA CARBO | I031521 | Cap Related Ser | B | Test7192 | 7236 | C | NOS.
PMXF-NODE-CAP-4CR[PMXF-NODE-CAP-4CR] / ALLOWS THE USE OF AN | I031522 | Cap Related Ser | B | Test7193 | 7237 | C | NOS.
PMXF-XPR-PAK-DASH[PMXF-XPR-PAK-DASH] / PROMEDIA XPRESS | I031523 | Cap Related Ser | B | Test7194 | 7238 | C | NOS.
PMXF-XPR-PAK-HLS[PMXF-XPR-PAK-HLS] / PROMEDIA XPRESS PACKAGE | I031524 | Cap Related Ser | B | Test7195 | 7239 | C | NOS.
PMXF-XPR-PAK-HSS[PMXF-XPR-PAK-HSS] / PROMEDIA XPRESS PACKAGE | I031525 | Cap Related Ser | B | Test7196 | 7240 | C | NOS.
PMXF-XPR-SCR-DASH[PMXF-XPR-SCR-DASH] / PROMEDIA XPRESS | I031526 | Cap Related Ser | B | Test7197 | 7241 | C | NOS.
PMXF-XPR-SCR-HLS[PMXF-XPR-SCR-HLS] / PROMEDIA XPRESS | I031527 | Cap Related Ser | B | Test7198 | 7242 | C | NOS.
PVC BASE | I031528 | CCAPSTK | A | Test7199 | 7243 | C | NOS.
WIRE MESH GRID | I031529 | CTRNACCEQ | A | Test7200 | 7244 | C | NOS.
TRACK RAIL | I031530 | CSRVRACS | A | Test7201 | 7245 | C | NOS.
PLASTERING WORK | I031531 | OSCVITEMS | B | Test7202 | 7246 | C | NOS.
METABO CORDLESS HAMMER DRILL SB 18 LTX-3 BLI 5.2AH 602356650 | I031532 | CTOOLS | A | Test7203 | 7247 | C | NOS.
METABO ROTARY HAMMER KHE 3251 (600659000) | I031533 | CTOOLS | A | Test7204 | 7248 | C | NOS.
ALCATEL SOFTWARE LICENSE UPGRADE | I031535 | Sales Relat Ser | B | Test7205 | 7249 | C | NOS.
ORS PACKET | I031536 | OHEALTHSAFETY | A | Test7206 | 7250 | C | NOS.
FC-10-00116-950-02-12:UTM PROTECTION 100D(FORTICARE+APP CONT | I031537 | V-I'NET-SEC-SER | B | Test7207 | 7251 | C | NOS.
FIRST AID SERVICE | I031538 | VEXTPPRE | B | Test7208 | 7252 | C | NOS.
A0020-002-001-001-001-1:IG 4200-1000 CONCURRENT DEVICE(SL144 | I031539 | SMODROUT | A | Test7209 | 7253 | C | NOS.
IOT530812:HP DL560 GEN9 CTO MOD-X | I031542 | CSRVRACS | A | Test7210 | 7254 | C | NOS.
IOT533878:HP DL560 GEN9 E5-4655V3 FIO KIT | I031543 | CSRVRACS | A | Test7211 | 7255 | C | NOS.
IOT533877:HP DL560 GEN9 E5-4655V3 KIT | I031544 | CSRVRACS | A | Test7212 | 7256 | C | NOS.
IT020158:HP 16GB 2RX4 PC4-2133P-R KIT | I031545 | CSRVRACS | A | Test7213 | 7257 | C | NOS.
IOT1211815:HPE 600GB SAS 10K SFF SC DS HDD | I031546 | CSRVRACS | A | Test7214 | 7258 | C | NOS.
IOT451076:HP SMART ARRAY P440AR/2G FIO CONTROLLER | I031547 | CSRVRACS | A | Test7215 | 7259 | C | NOS.
IOT013550:1GBE 4-PORT 331FLR FIO ADAPTER | I031548 | CSRVRACS | A | Test7216 | 7260 | C | NOS.
IOT398162:HP 2U LFF EASY INSTALL RAIL KIT | I031549 | CSRVRACS | A | Test7217 | 7261 | C | NOS.
IOT013415:HP 1200W CS PLAT PL HTPLG PWR SUPPLY KIT | I031550 | CSRVRACS | A | Test7218 | 7262 | C | NOS.
IOT452586 HP 16GB (1X16GB) DUAL RANK X4 DDR4-2133 | I031551 | CMISC | A | Test7219 | 7263 | C | nos.
IT05892 : HPE 600GB SAS 12G ENTERPRISE FACTORY INTEGRATED | I031552 | CMISC | A | Test7220 | 7264 | C | NOS.
IOT429906 : HP 2U LARGE FORM FACTOR EASY INSTALL RAIL KIT | I031553 | CMISC | A | Test7221 | 7265 | C | NOS.
BBU BRACKET | I031554 | CINSTMAT | A | Test7222 | 7266 | C | Nos.
BWFI860A-E3 : BARRACUDA WEB APPLICATION FIREWALL 860 3YR EU | I031555 | VMAISPDH | B | Test7223 | 7267 | C | NOS.
BWFI860A-H3 : BARRACUDA WEB APPLICATION FIREWALL 860 3YR IR | I031556 | VMAISPDH | B | Test7224 | 7268 | C | NOS.
EVENT SITE PREPARATION | I031557 | VENTERTA | B | Test7225 | 7269 | C | NOS.
APPLE IPAD PRO 9.7" | I031558 | CMISC | A | Test7226 | 7270 | C | NOS.
FACTORY INTERGRATED | I031559 | Cap Related Ser | B | Test7227 | 7271 | C | NOS.
UCM6204 : 4 FXO, 2 FXS, 2 GIGE, 500 USERS | I031560 | SOPFIBRNTWK | A | Test7228 | 7272 | C | NOS.
DELIVERY CHARGES | I031561 | V-INST-MAT | B | Test7229 | 7273 | C | NOS.
GXW4248 : 48 FXS, 1 GIGE | I031562 | SOPFIBRNTWK | A | Test7230 | 7274 | C | NOS.
DELL S2418H 23.8" FULL HD LED -BACKLIT, HDR MONITOR (SL144) | I031563 | SMISC | A | Test7231 | 7275 | C | NOS.
SAMSUNG GALAXY NOTE 8 – 64GB | I031564 | CMOBHSET | A | Test7232 | 7276 | C | NOS.
IPHONE X SPACE GREY – 64GB | I031565 | CMOBHSET | A | Test7233 | 7277 | C | NOS.
IPHONE X SILVER – 64GB | I031566 | CMOBHSET | A | Test7234 | 7278 | C | NOS.
SATHARI 60' X 60' (ORANGE) | I031567 | CMISC | A | Test7235 | 7279 | C | NOS.
TNT BATTERY MF 12V-100AH | I031569 | OMAINTSP | A | Test7236 | 7280 | C | NOS.
TRUMETER MEASURING WHEELS 5000-611 | I031570 | CMISC | A | Test7237 | 7281 | C | NOS.
SFP-GIG-LX:1000BASE-LX GIGABIT ETHERNET OPTICAL TRNCVR | I031571 | SMODROUT | A | Test7238 | 7282 | C | NOS.
OS6350-P24 GIGABIT ETHERNET 1RU CHASSIS WITH 24 POE | I031572 | OCRITICAL-ITEMS | A | Test7239 | 7283 | C | NOS.
OS6350-P48 GIGABIT ETHERNET 1RU CHASSIS WITH 48 POE | I031573 | SMODROUT | A | Test7240 | 7284 | C | NOS.
CARPET TILES | I031574 | CMISC | A | Test7241 | 7285 | C | NOS.
EXTENSION SOCKET 5 GANG | I031575 | CMISC | A | Test7242 | 7286 | C | NOS.
SWITCHED SOCKET OUTLET 2 GANG | I031576 | CMISC | A | Test7243 | 7287 | C | NOS.
SG550X-24MP: CISCO SG550X-24MP 24-PORT GIGABIT POE SWITCH | I031577 | OMISC | A | Test7244 | 7288 | C | NOS.
SNTC-8X5XNBD CISCO SG550X-24MP 24 PORT GB POE ST | I031578 | OSCVITEMS | A | Test7245 | 7289 | C | NOS.
SASR920NPEK9318SP: CISCO ASR 920 SERIES IOS XE UNIVERSAL -NO | I031579 | Cap Related Ser | B | Test7246 | 7290 | C | NOS.
DREMEL 4200 (4200-4/75) ROTARY TOOL SET | I031580 | OTOOLS | A | Test7247 | 7291 | C | nOS.
DREMEL 4000 MULTIFUNCTION TOOL KIT, TYPE: GB 3-PIN | I031581 | OTOOLS | A | Test7248 | 7292 | C | NOS.
DELL VOSTRO 3468 | I031582 | CLPTPCMPT | A | Test7249 | 7293 | C | nos.
IPAD PRO 10.5" 64GB WIFI+CELLULAR | I031583 | OMOBHSET | A | Test7250 | 7294 | C | NOS.
NII-51022-V3: INFRARED IP DOME 1080P INDOOR | I031584 | OSURVLNCE | A | Test7251 | 7295 | C | NOS.
DB WITH MODULAR 350X500X900MM-45MCB (15X3) | I031585 | CINSTMAT | A | Test7252 | 7296 | C | NOS.
CIRCUIT BREAKER , 3P, 40A | I031586 | CINSTMAT | A | Test7253 | 7297 | C | NOS.
CIRCUIT BREAKER , 4P, 63A, 30MA | I031587 | CINSTMAT | A | Test7254 | 7298 | C | NOS.
CIRCUIT BREAKER , 3P, 63A | I031588 | CINSTMAT | A | Test7255 | 7299 | C | NOS.
CIRCUIT BREAKER , 1P, 10A | I031589 | CINSTMAT | A | Test7256 | 7300 | C | NOS.
CIRCUIT BREAKER , 1P, 20A | I031590 | CINSTMAT | A | Test7257 | 7301 | C | NOS.
CIRCUIT BREAKER , 1P, 6A | I031591 | CINSTMAT | A | Test7258 | 7302 | C | NOS.
BURSAR-THREE PHASE PIN TYPE, 3P,63A | I031592 | CINSTMAT | A | Test7259 | 7303 | C | NOS.
CABLE TIE 160X2.5MM (BLACK) | I031593 | CINSTMAT | A | Test7260 | 7304 | C | NOS.
CABLE TIE 4.8X300MM 50PCS/PKT | I031594 | CINSTMAT | A | Test7261 | 7305 | C | NOS.
MXK-GPONX4-IO:ROHS, MXK LINE CARD WITH 4 PORTS OF GPO(SL146) | I031595 | SOPFIBRNTWK | A | Test7262 | 7306 | C | NOS.
PRM-9K-LIC-FW : PROSTREAM 9K FW | I031596 | Cap Related Ser | B | Test7263 | 7307 | C | NOS.
FW-PRM-9K-AES-CW:PROSTREAM 9000 AES SCR FIRMWARE LICENSE | I031597 | Cap Related Ser | B | Test7264 | 7308 | C | NOS.
SCTC-INDIA-NT-1:SYSTEM CHECK-OUT,TEST,AND COMMISSIONING | I031599 | CAp Related Ser | B | Test7265 | 7309 | C | NOS.
ZNID-GPON-2427A-UK:GPON ONT,INDOOR,2 POTS,4 GE,WIF PS(SL146) | I031600 | SOPFIBRNTWK | A | Test7266 | 7310 | C | NOS.
ZPON-SPLT-CHASSIS-4U-12LGX: PON SPLITTERS/WDM COMBI (SL146) | I031601 | SOPFIBRNTWK | A | Test7267 | 7311 | C | NOS.
MXK-GPON-SFP-B+-RSSI:MXK GPON SFP B+OPTIC SUP.DGTL (SL146) | I031602 | SOPFIBRNTWK | A | Test7268 | 7312 | C | NOS.
ZPON-JMPR-SC/APC-SC/UPC-SM-3M:PON FIBR JMPR SM 3M(SL146) | I031603 | SOPFIBRNTWK | A | Test7269 | 7313 | C | NOS.
ZPON-SPLT-1X2-SC/APC-1LGX:PON SPLITTERS 1X2 SC/APC CON(SL146 | I031604 | SOPFIBRNTWK | A | Test7270 | 7314 | C | NOS.
TE333391:TELEMATRIX 3300MWD-BLACK (SL147) | I031605 | STELEEQ | A | Test7271 | 7315 | C | NOS.
MXK-CHASSIS-319:ROHS,MXK 3U,CHASSIS W/INTEGRATED(SL147) | I031606 | SSRVRKS | A | Test7272 | 7316 | C | NOS.
MXK-GPONX8-IO3:ROHS,MXK LINE CARD WITH 8PORTS OF GPO(SL147) | I031607 | SOPFIBRNTWK | A | Test7273 | 7317 | C | NOS.
MXK-UPLINK-6X1GE-CLK:UPLINK WITH 6X1G ETHERNET PORTS(SL147) | I031608 | SOPFIBRNTWK | A | Test7274 | 7318 | C | NOS.
SFP-GE-LX-1310-DLC-E:SFP GE LX(1000MBPS)TX1310 RX1310(SL147) | I031609 | SOPFIBRNTWK | A | Test7275 | 7319 | C | NOS.
MXK-GPONX8-IO3:MXK LINE CARD W/ 8PRT-GPON SFP OPTICS(SL147) | I031610 | SOPFIBRNTWK | A | Test7276 | 7320 | C | NOS.
MXK-GPON-SFP-B+-RSSI:MXK GPON SFP B+OPTIC SUP.DGTL (SL147) | I031611 | SOPFIBRNTWK | A | Test7277 | 7321 | C | NOS.
MXK-UPLINK-BLANK:BLNK SLOT FILLER FOR MXK UPLNK SLOT(SL147) | I031612 | SOPFIBRNTWK | A | Test7278 | 7322 | C | NOS.
MXK-BLANK-ENDPANEL:BLNK END PANLS TO COVER UNUSED(SL147) | I031613 | SOPFIBRNTWK | A | Test7279 | 7323 | C | NOS.
ZPON-JMPR-SC/APC-SC/APC-SM-3M:PON FIBR JMPR SM 3M(SL147) | I031614 | SOPFIBRNTWK | A | Test7280 | 7324 | C | NOS.
ZPON-JMPR-SC/APC-SC/UPC-SM-10M:PON FIBR JMPR SM 10M(SL147) | I031615 | SOPFIBRNTWK | A | Test7281 | 7325 | C | NOS.
ZNID-GPON-2426A-UK:GPON ONT,4XGE,2POTS WIFI(SL147) | I031616 | SOPFIBRNTWK | A | Test7282 | 7326 | C | NOS.
ZNID-GPON-2628P-UK:ROHS,GPON ONT,INDOOR,2POTS,4GE+4(SL147) | I031617 | SOPFIBRNTWK | A | Test7283 | 7327 | C | NOS.
FG-300D:FORTIGATE FIREWALL 300D 6X GE RJ45 PORTS, (SL147) | I031618 | SOPFIBRNTWK | A | Test7284 | 7328 | C | NOS.
A0006-011-001-001-001-1:PROPERTY MNGMNT SYS, BILLING(SL47) | I031622 | Sales Relat Ser | B | Test7285 | 7329 | C | NOS.
LSRO-798CH : RO SYSTEM STANDING COLD & HOT 798 | I031624 | CMISC | A | Test7286 | 7330 | C | NOS.
A0022-001-001-001-001-1:ACCOUNT PRINTER (AP 2100) (SL147) | I031626 | SOPFIBRNTWK | A | Test7287 | 7331 | C | NOS.
A0022-004-001-001-001-1:PRINTER PAPER FOR AP2100X10(SL147) | I031627 | SSTNMAT | A | Test7288 | 7332 | C | NOS.
OS6860E-U28: GIGE L3 CHASSIS WITH 28X 100/1000 BASE-X(SL147) | I031628 | SMODROUT | A | Test7289 | 7333 | C | NOS.
OS6350-P48 GIGABIT ETHERNET 1RU CHASSIS WITH 48 POE(SL147) | I031629 | SMODROUT | A | Test7290 | 7334 | C | NOS.
OS6350-P24 GIGABIT ETHERNET 1RU CHASSIS WITH 24 POE(SL147) | I031630 | SMODROUT | A | Test7291 | 7335 | C | NOS.
OS6350-24 GIGA BIT ETHERNET STANDALONE CHASSIS IN A 1U(SL147 | I031631 | SSRVRS | A | Test7292 | 7336 | C | NOS.
OS6350-48 GIGA BIT ETHERNET STANDALONE CHASSIS IN A 1U(SL147 | I031632 | SSRVRS | A | Test7293 | 7337 | C | NOS.
SFP-GIG-LX:1000BASE-LX GIGABIT ETHERNET OPTICAL TRNCVR(SL147 | I031633 | SOPFIBRNTWK | A | Test7294 | 7338 | C | NOS.
OS6350-CBL-1M:1M 5GBS SFP+DIRECT STACKING CABLE (SL147) | I031634 | SINSTMAT | A | Test7295 | 7339 | C | NOS.
UB-ULT: ULTIMATE-CONTROL VIDEO WALLS | I031635 | Cap Related Ser | B | Test7296 | 7340 | C | NOS.
US-ULT: ULTIMATE-SUPPORT AND MAINTENANCE | I031636 | CAp Related Ser | B | Test7297 | 7341 | C | NOS.
C050055H005A:PTP550 CONNECTORIZED 5 GHZ WITH EU LINE CORD WI | I031637 | CTRNCNEWEQ | A | Test7298 | 7342 | C | NOS.
C0000000L033A: GIGABIT ETHERNET SUGE SUPPRESSOR (TWO PER END | I031638 | CTRNCNEWEQ | A | Test7299 | 7343 | C | NOS.
30009406002: N-TO-N CABLE (16") | I031639 | CTRNCNEWEQ | A | Test7300 | 7344 | C | NOS.
LAIRD TECH , 29 DBI DISH ANTENNA, 2; DUAL POLARIZED MIMO, | I031640 | CANTMAST | A | Test7301 | 7345 | C | NOS.
C000065L002B:PTP AC+DC POWER INJECTOR | I031641 | CTRNCNEWEQ | A | Test7302 | 7346 | C | NOS.
WB4141HH: TRIMBLE ACUTIME GPS ADAPTER CABLE KIT | I031642 | CINSTMAT | A | Test7303 | 7347 | C | NOS.
WB3961HH: PTP SYNC TRIMBLE ADAPTER CABLE | I031643 | CINSTMAT | A | Test7304 | 7348 | C | NOS.
WB3665HH: PTP SYSNC UNIT | I031644 | CTRNCNEWEQ | A | Test7305 | 7349 | C | NOS.
C030045B001A: PTP 450I GHZ END -CONNECTORIZED | I031645 | CTRNCNEWEQ | A | Test7306 | 7350 | C | NOS.
N0000000L034A: POWER SUPPLY , 30W,56V-GBPS SUPPORT | I031646 | CINSTMAT | A | Test7307 | 7351 | C | NOS.
N0000045L002A: TILT BRACKET ASSEMBLY | I031647 | CTRNCNEWEQ | A | Test7308 | 7352 | C | NOS.
N0000065L005A: EU LINE CORD (ICE -60320 TYPE C7) | I031648 | CINSTMAT | A | Test7309 | 7353 | C | NOS.
1096H: UNIVERSAL GPS MODULE | I031649 | CINSTMAT | A | Test7310 | 7354 | C | NOS.
N000900L001A: GIGABIT ENET CAPABLE POWER SUPPLY | I031650 | CINSTMAT | A | Test7311 | 7355 | C | NOS.
ANNUAL CUSTOMER SATISFACTION AND NET PROMOTER SCORE SURVEY | I031651 | VLEGPROF | B | Test7312 | 7356 | C | NOS.
GR530PREM: HAND SPURGEAR WINCH 530 KG | I031652 | CTOOLS | A | Test7313 | 7357 | C | NOS.
DELL U3415W 4K: DELL 4K ULTRASHARP CURVED MONITOR 34" | I031653 | CLPTPCMPT | A | Test7314 | 7358 | C | NOS.
MAIN RUNNER 3600MM | I031654 | CINSTMAT | A | Test7315 | 7359 | C | NOS.
REPLACEMENT GENERATOR SET | I031655 | CMAINTSP | A | Test7316 | 7360 | C | NOS.
NEW GENERATOR SET | I031656 | CPWR SYSTEM | A | Test7317 | 7361 | C | NOS.
VENTILATION SYSTEM | I031657 | CGENTSP | A | Test7318 | 7362 | C | NOS.
AIR INLET | I031658 | CGENTSP | A | Test7319 | 7363 | C | NOS.
CABLE CHAMBER | I031659 | CGENTSP | A | Test7320 | 7364 | C | NOS.
TIREX300INOX: HAND WINCH TIREX 300KG | I031660 | CTOOLS | A | Test7321 | 7365 | C | NOS.
VS500MANIBOX: HAND WORM GEAR WINCH 500KG | I031661 | CTOOLS | A | Test7322 | 7366 | C | NOS.
MOTORBOX500: MOTORISED MANIBOX 500KG | I031662 | CTOOLS | A | Test7323 | 7367 | C | NOS.
12AFL: LIFTING HAND WINCH 490 KG | I031663 | CTOOLS | A | Test7324 | 7368 | C | NOS.
PRIMO501CD9: PRIMO 500 KG SINGLE PHASE -9M/MIN ELECTRIC WINC | I031664 | CTOOLS | A | Test7325 | 7369 | C | NOS.
CROSS TEE 1200MM | I031665 | CINSTMAT | A | Test7326 | 7370 | C | NOS.
CROSS TEE 600MM | I031666 | CINSTMAT | A | Test7327 | 7371 | C | NOS.
WALL ANGLE | I031667 | CINSTMAT | A | Test7328 | 7372 | C | NOS.
SUSPENSION BRACKET | I031668 | CINSTMAT | A | Test7329 | 7373 | C | NOS.
ADJUSTABLE FIX SPRING | I031669 | CINSTMAT | A | Test7330 | 7374 | C | NOS.
HANGING ROD/WIRE 1100MM | I031670 | CINSTMAT | A | Test7331 | 7375 | C | NOS.
CEILING BOARD 12MM | I031671 | CINSTMAT | A | Test7332 | 7376 | C | NOS.
101-024-01: CTU 45, RJ-45 CRIMP TOOL | I031672 | CTOOLS | A | Test7333 | 7377 | C | NOS.
101-005-02: XTP DTP 24 PLUG: XTP DTP 24 PLUG | I031673 | CINSTMAT | A | Test7334 | 7378 | C | NOS.
22-235-03: XTP DTP 24/ 1000 NON-PLENUM 1000' SPOOL | I031674 | CMISC | A | Test7335 | 7379 | C | NOS.
OSX001001:OPTICAL TRANSCEIVER,SFP+,1310NM,10GB/S,-8.2~0.5DBM | I031675 | CENGSPARES | A | Test7336 | 7380 | C | NOS.
SSN3EAS201:2-PORT 10GIGABIT ETHERNET SWITCHING AND PROCESSI | I031676 | CENGSPARES | A | Test7337 | 7381 | C | NOS.
LARGE OUTBOARD MOTOR FILTER P/N:907944686700 | I031677 | CENGSPARES | A | Test7338 | 7382 | C | NOS.
PROMEDIA XPRESS TRANSCODER FOR OFFLINE TRANSCODING | I031678 | CENGSPARES | A | Test7339 | 7383 | C | NOS.
WFS CONROLLER WITH HARDWARE | I031679 | CENGSPARES | A | Test7340 | 7384 | C | NOS.
STEERING WHEEL (BUILT-IN HUB) ALPHA BLACK | I031680 | CENGSPARES | A | Test7341 | 7385 | C | NOS.
MAINTERNANCE FREE BATTERY 100A “MARINE” | I031681 | CENGSPARES | A | Test7342 | 7386 | C | NOS.
G108E: NETGEAR GS108E 8 PORT GIGABIT SWITCH | I031682 | CENGSPARES | A | Test7343 | 7387 | C | NOS.
SF STEERING SYSTEM FOR 200HP ABOVE | I031683 | CENGSPARES | A | Test7344 | 7388 | C | NOS.
NE-AG-3546 OUTDOOR ENCLOSURE BOX W13.78 H18.31 D7.87”(SL145) | I031684 | SOPFIBRNTWK | A | Test7345 | 7389 | C | NOS.
UBIQUITI EDGESWITCH 24 POE 250W ES-24-250W | I031685 | OMODROUT | A | Test7346 | 7390 | C | NOS.
HOSE CLIP 50-70MM( 2 1/4') | I031686 | OMISC | A | Test7347 | 7391 | C | NOS.
HOSE CLIP 35-50MM( 1 1/2') | I031687 | OMISC | A | Test7348 | 7392 | C | NOS.
IPAD PRO 10.5" 64GB WIFI+CELLULAR | I031688 | CMOBHSET | A | Test7349 | 7393 | C | nOS.
IPAD PRO 10.5" 64GB WIFI+CELLULAR (SL134) | I031689 | SMOBHSET | A | Test7350 | 7394 | C | NOS.
INSURANCE CHARGES | I031690 | Cap Related Ser | B | Test7351 | 7395 | C | NOS.
ZPON-JMPR-SC/APC-SC/APC-SM-3M:PON FIBR JMPR SM 3M(SL146) | I031691 | SOPFIBRNTWK | A | Test7352 | 7396 | C | NOS.
DRILL BIT 28 MM | I031692 | CMISC | A | Test7353 | 7397 | C | NOS.
DRILL BIT 32 MM | I031693 | CMISC | A | Test7354 | 7398 | C | NOS.
DELL N1524P POE SWITCHES | I031694 | COPFIBRNTWK | A | Test7355 | 7399 | C | NOS.
PMXF-XPR-PAK-KMSCONN[PMXF-XPR-PAK-KMSCONN] / PROMEDIA XPRESS | I031695 | Cap Related Ser | B | Test7356 | 7400 | C | NOS.
PMXF-XPR-SCR-HSS[PMXF-XPR-SCR-HSS] / PROMEDIA XPRESS | I031696 | Cap Related Ser | B | Test7357 | 7401 | C | NOS.
60-1331-12: DTP HDMI 4K 330 TX | I031697 | COTHTELEQ | A | Test7358 | 7402 | C | NOS.
60-1331-13: DTP HDMI 4K 330 RX | I031698 | COTHTELEQ | A | Test7359 | 7403 | C | NOS.
OLYMPUS ME 33 MICROPHONE | I031699 | OPCACSRS | A | Test7360 | 7404 | C | NOS.
LAVAZZA CASULE BLUE DECISO | I031700 | OMISC | A | Test7361 | 7405 | C | NOS.
LAVAZZA CAPSULE BLUE SOAVE | I031701 | OMISC | A | Test7362 | 7406 | C | NOS.
GSF9100-02: TRANSCEIVER SFP 1000 BASE-T | I031702 | COPFIBRNTWK | A | Test7363 | 7407 | C | NOS.
NMX-HWP-3F-A: NMX HIGH PERFORMANCE SERVER, 1RU WILDCAT, 2 X | I031703 | CSRVRS | A | Test7364 | 7408 | C | NOS.
RM-3-24: KIT,3RU RAIL 24' | I031704 | CINSTMAT | A | Test7365 | 7409 | C | NOS.
PURCHASE OF STOCK PHOTO | I031705 | V-Branding | B | Test7366 | 7410 | C | NOS.
DELL MONITOR S2718H 27"FHD | I031706 | SPCSYSTM | A | Test7367 | 7411 | C | NOS.
HP SPECTRE LAPTOP | I031707 | CLPTPCMPT | A | Test7368 | 7412 | C | NOS.
ASUS ZENBOOK FLIP UX370UA | I031708 | CLPTPCMPT | A | Test7369 | 7413 | C | NOS.
LIVI TISSUE | I031709 | OMISC | A | Test7370 | 7414 | C | BOX
DELL DA200 ADAPTER USB TYPE-C TO HDMI/VGA/ETHERNET/USB3.0 | I031710 | CINSTMAT | A | Test7371 | 7415 | C | NOS.
AFU-1 CARD 3EH73042AC (SL147) | I031711 | SPABXSPR | A | Test7372 | 7416 | C | NOS.
GENERIC POWER CORD 3BA03215AA (SL147) | I031713 | SPABXOTH | A | Test7373 | 7417 | C | NOS.
MR3 MOUNTING KIT 3EH75001AB (SL147) | I031714 | SPABXOTH | A | Test7374 | 7418 | C | NOS.
BLIND SLOT STIFFENER 3EH76034AA (SL147) | I031715 | SPABXOTH | A | Test7375 | 7419 | C | NOS.
4XV24 OVER IP BOX (230V) 3EU27009AA (SL147) | I031716 | SPABXOTH | A | Test7376 | 7420 | C | NOS.
OXE BASIC PACK - CS-3/GD3/1XMR3-230V 3BA00827AA (SL147) | I031717 | SPABXOTH | A | Test7377 | 7421 | C | NOS.
OXO CONNECT LARGE - 220V R2 3EH02103AA (SP200) | I031719 | SPABXOTH | A | Test7378 | 7422 | C | NOS.
ANALOG INTERFACES SLI8-2 BOARD 3EH73092AC (SP200) | I031720 | SPABXOTH | A | Test7379 | 7423 | C | NOS.
ARMADA VOIP32 CARD 3EH73100AB (SP200) | I031721 | SPABXOTH | A | Test7380 | 7424 | C | NOS.
3EH75001AB:MR3 MOUNTING KIT FOR RACK 3 | I031722 | SPABXOTH | A | Test7381 | 7425 | C | NOS.
3EH76034AA:BLIND SLOT STIFFENER(X1) | I031723 | SPABXOTH | A | Test7382 | 7426 | C | NOS.
ESSENTIALPG DIGITAL UAI16 BOARD 3BA00775AC (SP200) | I031724 | SPABXOTH | A | Test7383 | 7427 | C | NOS.
ESSENTIALPG ANALOG SLI16-2 BOARD 3BA00776BC (SP200) | I031725 | SPABXOTH | A | Test7384 | 7428 | C | NOS.
4019 DIGITAL PHONE UGREY INT 3GV27011TB (SP200) | I031726 | SPABXOTH | A | Test7385 | 7429 | C | NOS.
8029 PREMIUM DESKPHONE INT 3MG27103WW | I031727 | SPABXOTH | A | Test7386 | 7430 | C | NOS.
8039 PREMIUM DESKPHONE INT 3MG27104WW | I031728 | SPABXOTH | A | Test7387 | 7431 | C | NOS.
OXO CONNECT SOFTWARE | I031729 | Sales Relat Ser | B | Test7388 | 7432 | C | NOS.
BREAK GLASS FOR MCP | I031730 | OMISC | A | Test7389 | 7433 | C | NOS.
CONVENTIONAL SMOKE DETECTOR | I031731 | OMISC | A | Test7390 | 7434 | C | NOS.
DETECTOR BASE | I031732 | OMISC | A | Test7391 | 7435 | C | NOS.
CONVENTIONAL MANUAL CALL POINT | I031733 | OHEALTHSAFETY | A | Test7392 | 7436 | C | NOS.
146.0GB HOT-SWAP DUAL-PORT SERIA | I031734 | OPCACSRS | A | Test7393 | 7437 | C | NOS.
IP TOUCH CABLE FOR ALCATEL LUCENT 4029 | I031735 | OINSTMAT | A | Test7394 | 7438 | C | NOS.
FIRST AID KIT (SL145) | I031736 | SMISC | A | Test7395 | 7439 | C | NOS.
POWER LEED (SL145) | I031738 | SMISC | A | Test7396 | 7440 | C | NOS.
CLOTH HANGER (SL145) | I031739 | SMISC | A | Test7397 | 7441 | C | NOS.
NESCAFE COFFEE TIN (SL145) | I031740 | SMISC | A | Test7398 | 7442 | C | NOS.
PLASTIC PLATE (SL145) | I031741 | SMISC | A | Test7399 | 7443 | C | NOS.
PLASTIC SPOON AND FORK(DISPOSABLE) (SL145) | I031742 | SMISC | A | Test7400 | 7444 | C | NOS.
NOODLES MAMMEE (SL145) | I031743 | SMISC | A | Test7401 | 7445 | C | NOS.
TUNA CHUNK (SL145) | I031744 | SMISC | A | Test7402 | 7446 | C | NOS.
MASMIRUS (SL145) | I031745 | SMISC | A | Test7403 | 7447 | C | NOS.
WEBSITE DEVELOPMENT – API MIGRATION | I031746 | Cap Related Ser | B | Test7404 | 7448 | C | NOS.
SQ1009 : FULL OPTION WHEEL CHAIR | I031747 | OHEALTHSAFETY | A | Test7405 | 7449 | C | NOS.
SENSUR RUBEFACIENT CREAM 30GM | I031748 | OHEALTHSAFETY | A | Test7406 | 7450 | C | NOS.
MPLANET LTE-FP: SHARED MENTUM PLANET LTE MODULE PERPETUAL LI | I031749 | Cap Related Ser | B | Test7407 | 7451 | C | NOS.
9003-1132:TEMS POCKET PHONE, HW & FW, SONY XZ PREMIUM G814X | I031750 | Cap Related Ser | B | Test7408 | 7452 | C | NOS.
9003-1097: TEMS POCKET PROFESSIONAL SW LICENSE | I031751 | Cap Related Ser | B | Test7409 | 7453 | C | NOS.
BLIND RIVET SILVER 1/8" X 3/8" 1000PCS | I031753 | CMISC | A | Test7410 | 7454 | C | Box
DRILL BIT HSS CO 3.2MM | I031754 | CTOOLS | A | Test7411 | 7455 | C | NOS.
HOSE CLIP SS 3/4" | I031755 | CMISC | A | Test7412 | 7456 | C | NOS.
PRTG 1000 | I031757 | Cap Related Ser | B | Test7413 | 7457 | C | NOS.
8038 PREMIUM DESKPHONE INT (SL147) | I031760 | STELEEQ | A | Test7414 | 7458 | C | NOS.
8068S PREMIUM DESKPHONE WW (SL147) | I031761 | STELEEQ | A | Test7415 | 7459 | C | NOS.
CRYSTIC GELCOAT | I031762 | OMISC | A | Test7416 | 7460 | C | NOS.
GXW4248 : 48 FXS, 1 GIGE | I031763 | OMISC | A | Test7417 | 7461 | C | NOS.
UCM6204 : 4 FXO, 2 FXS, 2 GIGE, 500 USERS | I031764 | OTELEEQ | A | Test7418 | 7462 | C | NOS.
DISPOSAL EXPENCES – TRANSPORT & HANDLING | I031765 | V-Disposal-ARO | B | Test7419 | 7463 | C | nOS.
MXK-198 ROHS, MXK 1U, 8-PORT GPON, 8 FE/GE, -48VDC (SL149) | I031766 | STELEEQ | A | Test7420 | 7464 | C | NOS.
XP-AC-SUPPLY RAPTOR/MALC XP AC POWER SUPPLY, 90-264 (SL149) | I031767 | STELEEQ | A | Test7421 | 7465 | C | NOS.
MXK-GPON-SFP-B+-RSSI GPON SFP B+ OPTICS, SUPPORTS (SL149) | I031768 | STELEEQ | A | Test7422 | 7466 | C | NOS.
SFP-GE-LX-1310-DLC-E SFP GE LX (1000MBPS) TX 1310 (SL149) | I031769 | STELEEQ | A | Test7423 | 7467 | C | NOS.
ZPON-JMPR-SC/APC-SC/UPC-SM-3M PON FIBER JUMPER CABLE (SL149) | I031770 | STELEEQ | A | Test7424 | 7468 | C | NOS.
ZPON-SPLT-1X2-SC/APC-1LGX PON SPLITTERS 1X2 SC/APC (SL149) | I031771 | STELEEQ | A | Test7425 | 7469 | C | NOS.
ZPON-SPLT-1X16-SC/APC-2LGX PON SPLITTERS 1X16 SC/APC (SL149) | I031772 | STELEEQ | A | Test7426 | 7470 | C | NOS.
ZNID-GPON-2628P-UK ROHS, GPON ONT, INDOOR, 2 POTS, (SL149) | I031773 | STELEEQ | A | Test7427 | 7471 | C | NOS.
ZPON-SPLT-CHASSIS-4U-12LGX PON SPLITTERS/WDM COMBINE (SL149) | I031774 | STELEEQ | A | Test7428 | 7472 | C | NOS.
OS6860E-U28: GIGE L3 CHASSIS WITH 28X 100/1000 BASE-(SL149) | I031775 | STELEEQ | A | Test7429 | 7473 | C | NOS.
OS6350-P24 GIGABIT ETHERNET 1RU CHASSIS WITH 24 POE (SL149) | I031776 | STELEEQ | A | Test7430 | 7474 | C | NOS.
OS6350-24 GIGABIT ETHERNET STANDALONE CHASSIS IN A 1U(SL149) | I031777 | STELEEQ | A | Test7431 | 7475 | C | NOS.
OS6350-P10 GE FIXED CHASSIS WITH 8 X POE+ RJ-45 (SL149) | I031778 | STELEEQ | A | Test7432 | 7476 | C | NOS.
OS6350-RM-19-L SIMPLE L-BRACKET FOR MOUNTING A SINGLE(SL149) | I031779 | STELEEQ | A | Test7433 | 7477 | C | NOS.
SFP-GIGILX 1000BASE-LX GIGABIT ETHERNET OPTICAL TR (SL149) | I031780 | STELEEQ | A | Test7434 | 7478 | C | NOS.
OAW-AP1101-RW OMNIACCESS STELLAR AP1101. DUAL RADI (SL149) | I031781 | STELEEQ | A | Test7435 | 7479 | C | NOS.
OAW-AP1251-RW OMNIACCESS STELLAR AP1251 OUTDOOR (SL149) | I031782 | STELEEQ | A | Test7436 | 7480 | C | NOS.
API-AMC2-4WE:AMC2 DOOR CONTR EXTENSION WIEGANDLF | I031793 | OSURVLNCE | A | Test7437 | 7481 | C | Nos.
COOLING SHOWCASE | I031794 | CMISC | A | Test7438 | 7482 | C | NOS.
TELEPHONE SURVEY | I031795 | VLEGPROF | B | Test7439 | 7483 | C | NOS.
UBIQUITI EDGESWITCH 16 PORT 150W | I031796 | OMOBSWEQ | A | Test7440 | 7484 | C | NOS.
APC-AMC2-4WCF:AMC2 DOOR CONTROLLER 4 WIEGAND | I031797 | OSURVLNCE | A | Test7441 | 7485 | C | Nos.
AEC-AMC2-UL2:AMC ENCLOSURE WITH 2 DIN RAILS | I031798 | OSURVLNCE | A | Test7442 | 7486 | C | Nos.
APS-PSU-60:AMC POWER SUPPLY UNIT | I031799 | OSURVLNCE | A | Test7443 | 7487 | C | Nos.
6005XXX:PROC POINT PLUS PROXIMITY READER | I031800 | OSURVLNCE | A | Test7444 | 7488 | C | Nos.
ASL-APE3P-BASE: APE V3.0- BASIC LICENSE | I031801 | VDHIRAAGU-FDN | B | Test7445 | 7489 | C | Nos.
LBC3087/41:CEILING RECESSED MOUNTED TYPE 6W SPEAKERS | I031802 | OMISC | A | Test7446 | 7490 | C | Nos.
LBC3470/00: OUTDOOR WALL MOUNT SPEAKER 15 WATT | I031803 | OMISC | A | Test7447 | 7491 | C | Nos.
PLE-1P240-EU: 240 WATT AMPLIFIER | I031804 | OMISC | A | Test7448 | 7492 | C | Nos.
PLE-1CS: CALL STATION | I031805 | OMISC | A | Test7449 | 7493 | C | Nos.
OS6350-P48: GIGABIT ETHERNET 48 POE 10/100/1000BASE T PORT | I031806 | OCRITICAL-ITEMS | A | Test7450 | 7494 | C | Nos.
SFP-GIG-LX:1000BASE_LX GIGABIT ETHERNET OPTIC TRANSCEVER SFP | I031807 | OCRITICAL-ITEMS | A | Test7451 | 7495 | C | Nos.
3EH73042AC AFU-1 CARD (SL149) | I031808 | SPABXIMAT | A | Test7452 | 7496 | C | NOS.
3EH76034AA BLIND SLOT STIFFENER (SL149) | I031809 | SPABXIMAT | A | Test7453 | 7497 | C | NOS.
3BA03215AA GENERIC POWER CORD (SL149) | I031810 | SPABXIMAT | A | Test7454 | 7498 | C | NOS.
3EH75001AB MR3 MOUNTING KIT (SL149) | I031811 | SPABXIMAT | A | Test7455 | 7499 | C | NOS.
3EU27009AA 4XV24 OVER IP BOX (230V) (SL149) | I031812 | SPABXIMAT | A | Test7456 | 7500 | C | NOS.
3BA00808AA OXE BASIC PACK - CS-2/GD3/1XMR3-230V (SL149) | I031813 | SPABXIMAT | A | Test7457 | 7501 | C | NOS.
3MG27101WW 8038 PREMIUM DESKPHONE INT (SL149) | I031814 | SPABXIMAT | A | Test7458 | 7502 | C | NOS.
3MG27201AA 8018 DESKPHONE W/O RJ45 CABLE (SL149) | I031815 | SPABXIMAT | A | Test7459 | 7503 | C | NOS.
3MG27204WW 8068S PREMIUM DESKPHONE WW (SL149) | I031816 | SPABXIMAT | A | Test7460 | 7504 | C | NOS.
3MG08004AA 8001 DESKPHONE (SL149) | I031817 | SPABXIMAT | A | Test7461 | 7505 | C | NOS.
BATTERY M/FREE 120AMPS | I031819 | CENGSPARES | A | Test7462 | 7506 | C | nOS.
HEAT SHRINK STRAIGHT JOINT KIT (SMHA4 16-50), CELLPACK | I031820 | OGENTSP | A | Test7463 | 7507 | C | NOS.
PVC BOARD | I031821 | CMISC | A | Test7464 | 7508 | C | Nos.
3BA03241RB IP ATTENDANT 4059EE PACK ENGLISH (SL149) | I031822 | SPABXOTH | A | Test7465 | 7509 | C | NOS.
3GV28047AC:CORDED MONAURAL WIDE BAND HEADSET HW251N PLANTRON | I031823 | OPABXSPR | A | Test7466 | 7510 | C | NOS.
IGNITION COIL P/N: 6R3855700100 | I031824 | OENGSPARES | A | Test7467 | 7511 | C | NOS.
PLUG CAP P/N:6E3823702100 | I031825 | OENGSPARES | A | Test7468 | 7512 | C | NOS.
NDS3218A: 48 IN 1 MPEG4 AVC H.264 ENCODER | I031826 | OCRITICAL-ITEMS | A | Test7469 | 7513 | C | NOS.
CHIC-MAN 26-26: LA BIKE 26" TIMELESS CHIC MAN /21 SPEED | I031827 | CMISC | A | Test7470 | 7514 | C | NOS.
7356: D LOCK LONG TYPE 300MM | I031828 | CINSTMAT | A | Test7471 | 7515 | C | NOS.
PRODUCTION OF PLAQUE | I031830 | VSTAFEVE | B | Test7472 | 7516 | C | NOS.
GLC-TE:10000BASE-T SFP TRANSCEIVER MODULE FOR CATEGORY 5 | I031831 | CSRVRACS | A | Test7473 | 7517 | C | NOS.
TOUCH SCREEN DISPENSOR | I031832 | OMISC | A | Test7474 | 7518 | C | NOS.
SUN-OCC-96SMC-B: OUTDOOR CROSS-CONNECT CABINET (SL149) | I031833 | SOPFIBRNTWK | A | Test7475 | 7519 | C | NOS.
SUN-ASC-AD: FIBER OPTIC ADAPTOR (SL149) | I031834 | SOPFIBRNTWK | A | Test7476 | 7520 | C | NOS.
SUN-ASC-1M-SM-SX-0.9P: FIBER OPTIC PIGTAIL(SL149) | I031835 | SOPFIBRNTWK | A | Test7477 | 7521 | C | NOS.
SUN-NC6606U-MS2F1S1P6:NETWORK CABINET(SL149) | I031836 | SOPFIBRNTWK | A | Test7478 | 7522 | C | NOS.
SUN-NC6609U-MS2F1S1P6:NETWORK CABINET(SL149) | I031837 | SOPFIBRNTWK | A | Test7479 | 7523 | C | NOS.
SUN-NC81042-MM4F4S4P6:NETWORK CABINET(SL149) | I031838 | SOPFIBRNTWK | A | Test7480 | 7524 | C | NOS.
SUN-ASC-1M-ASCSM-SX-2P: FIBER OPTIC PATCHCORD(SL149) | I031839 | SOPFIBRNTWK | A | Test7481 | 7525 | C | NOS.
SUN-SC-1M-LC-SM-DX-2P: FIBER OPTIC PATCHCORD (SL149) | I031840 | SOPFIBRNTWK | A | Test7482 | 7526 | C | NOS.
SUN-ODB-RM2C-48SC:FIBER OPTIC TERMINAL BOX(SL149) | I031841 | SOPFIBRNTWK | A | Test7483 | 7527 | C | NOS.
SUN-SC-SM-AD:FIBER OPTIC ADAPTOR(SL149) | I031842 | SOPFIBRNTWK | A | Test7484 | 7528 | C | NOS.
SUN-SC-1M-SM-SX-0.9P: FIBER OPTIC PIGTAIL(SL149) | I031843 | SOPFIBRNTWK | A | Test7485 | 7529 | C | NOS.
SUN-ODB-RM2C-24SC: FIBER OPTIC TERMINAL BOX (SL149) | I031844 | SOPFIBRNTWK | A | Test7486 | 7530 | C | NOS.
SUN-ODB-RM2C-12SC: FIBER OPTIC TERMINAL BOX (SL149) | I031845 | SOPFIBRNTWK | A | Test7487 | 7531 | C | NOS.
SUN-PLC116-2L1.5-ASC-C: PLC SPLITTER (SL149) | I031846 | SOPFIBRNTWK | A | Test7488 | 7532 | C | NOS.
SUN-PP24-CAT6:UTP PATCH PANEL(SL149) | I031847 | SOPFIBRNTWK | A | Test7489 | 7533 | C | NOS.
SUN-CMU-1U:CABLE MANAGEMENT(SL149) | I031848 | SOPFIBRNTWK | A | Test7490 | 7534 | C | NOS.
SUN-OCC-96SMC-B: OUTDOOR CROSS-CONNECT CABINET (SL147) | I031849 | SOPFIBRNTWK | A | Test7491 | 7535 | C | NOS.
SUN-ASC-AD: FIBER OPTIC ADAPTOR (SL147) | I031850 | SOPFIBRNTWK | A | Test7492 | 7536 | C | NOS.
SUN-ASC-1M-SM-SX-0.9P: FIBER OPTIC PIGTAIL(SL147) | I031851 | SOPFIBRNTWK | A | Test7493 | 7537 | C | NOS.
SUN-NC6606U-MS2F1S1P6:NETWORK CABINET(SL147) | I031852 | SOPFIBRNTWK | A | Test7494 | 7538 | C | NOS.
SUN-NC6612U-MS2F1S1P6:NETWORK CABINET(SL147) | I031853 | SOPFIBRNTWK | A | Test7495 | 7539 | C | NOS.
SUN-NC81042-MM4F4S4P6:NETWORK CABINET(SL147) | I031854 | SOPFIBRNTWK | A | Test7496 | 7540 | C | NOS.
SUN-ASC-1M-ASC-SM-SX-2P: FIBER OPTIC PATCHCORD (SL147) | I031855 | SOPFIBRNTWK | A | Test7497 | 7541 | C | NOS.
SUN-SC-1M-LC-SM-DX-2P: FIBER OPTIC PATCHCORD (SL147) | I031856 | SOPFIBRNTWK | A | Test7498 | 7542 | C | NOS.
SUN-ODB-RM2C-48SC:FIBER OPTIC TERMINAL BOX(SL147) | I031857 | SOPFIBRNTWK | A | Test7499 | 7543 | C | NOS.
SUN-SC-SM-AD:FIBER OPTIC ADAPTOR(SL147) | I031858 | SOPFIBRNTWK | A | Test7500 | 7544 | C | NOS.
SUN-SC-1M-SM-SX-0.9P: FIBER OPTIC PIGTAIL(SL147) | I031859 | SOPFIBRNTWK | A | Test7501 | 7545 | C | NOS.
SUN-ODB-RM2C-12SC: FIBER OPTIC TERMINAL BOX (SL147) | I031860 | SOPFIBRNTWK | A | Test7502 | 7546 | C | NOS.
SUN-PLC132-2L1.5-ASC-C: PLC SPLITTER (SL147) | I031861 | SOPFIBRNTWK | A | Test7503 | 7547 | C | NOS.
SUN-PLC116-2L1.5-ASC-C: PLC SPLITTER (SL147) | I031862 | SOPFIBRNTWK | A | Test7504 | 7548 | C | NOS.
SUN-PP24-CAT6:UTP PATCH PANEL(SL147) | I031863 | SOPFIBRNTWK | A | Test7505 | 7549 | C | NOS.
SUN-CMU-1U:CABLE MANAGEMENT(SL147) | I031864 | SOPFIBRNTWK | A | Test7506 | 7550 | C | NOS.
P14MAB03A1AW:MOTOROLA TLKR T80 (TWIN PACK) | I031865 | CINSTMAT | A | Test7507 | 7551 | C | NOS.
RCCB 4 POLE 63AMPS 100MA (MOELLER MODEL: PFIM-4P RCD) | I031866 | OPWR SYSTEM | A | Test7508 | 7552 | C | NOS.
RS9010:PHASE ROTATION INDICATOR | I031867 | OGENTSP | A | Test7509 | 7553 | C | NOS.
VINYL CARPET | I031868 | CSITEMAINT | A | Test7510 | 7554 | C | ft
PENDRIVE 16GB | I031869 | OMISC | A | Test7511 | 7555 | C | NOS.
WIRED HEADSET | I031870 | OMISC | A | Test7512 | 7556 | C | NOS.
SPONSOR MATERIALS | I031871 | VEXTPDHI | B | Test7513 | 7557 | C | NOS.
SOLO823-101: SOLO SMOKE & (CORDLESS) HEAT DETECTOR TEST KIT | I031872 | OHEALTHSAFETY | A | Test7514 | 7558 | C | NOS.
SMOKE DETECTOR TESTER | I031873 | OTESTEQ | A | Test7515 | 7559 | C | NOS.
STOPPER-GRIP TERMINATIONS, LHL 45.9MM-49.4MM | I031874 | OINSTMAT | A | Test7516 | 7560 | C | NOS.
STOPPER-GRIP TERMINATIONS, LHL 40.8MM-44.0MM | I031875 | OINSTMAT | A | Test7517 | 7561 | C | NOS.
PACKING (WOODEN CRATE, EXPORT GRADE) | I031876 | OMISC | A | Test7518 | 7562 | C | NOS.
CABLE 4CX25MM2 CU/XLPE/SWA/PVC 600/1000V | I031877 | CPWRCABLE | A | Test7519 | 7563 | C | Mtr
J5450XLBL:PROTO - 1/2" DRIVE LONG HANDLE BLACK OXIDE FINISH | I031878 | CTOOLS | A | Test7520 | 7564 | C | NOS.
SL9D0SP3SB01SP:16*E1/75OHM TRIBUTARY BOARD SPARE PART | I031879 | CMOBSWEQ | A | Test7521 | 7565 | C | NOS.
ODU(XMC-2H-7G)MW OD UNIT RTN XMC 7G 2H 161MHZ SUB BAND I LOW | I031880 | CMOBSWEQ | A | Test7522 | 7566 | C | NOS.
ODU(XMC-2H-7G)MW OD UNIT RTN XMC 7G 2H 161MHZ SUB BAND I HIG | I031881 | CMOBSWEQ | A | Test7523 | 7567 | C | NOS.
ODU(XMC-2H-7G)MW OD UNIT RTN XMC 7G 2H 161MHZ SUB BAND K LOW | I031882 | CMOBSWEQ | A | Test7524 | 7568 | C | NOS.
ODU(XMC-2H-7G)MW OD UNIT RTN XMC 7G 2H 161MHZ SUB BAND K HIG | I031883 | CMOBSWEQ | A | Test7525 | 7569 | C | NOS.
ATTUNITY REPLICATE 4 CORE LICENSE + PROFESSIONAL SERVICES | I031884 | Cap Related Ser | B | Test7526 | 7570 | C | NOS.
ATTUNITY REPLICATE ANNUAL MAINTENANCE 1ST YEAR | I031885 | Cap Related Ser | B | Test7527 | 7571 | C | NOS.
716F-SCF12-D01:CONNECTOR 7-16 FEMALE OMNI FIT PREMIUM D01 FA | I031886 | CINSTMAT | A | Test7528 | 7572 | C | NOS.
716F-LCF12-D01:CONNECTOR 7-16 FEMALE, O-RING OMNI FIT PREMIU | I031887 | CINSTMAT | A | Test7529 | 7573 | C | NOS.
FTOOLU038130:BASIC TOOL FOR WAVEGUIDE E38 TO E130 | I031888 | CINSTMAT | A | Test7530 | 7574 | C | NOS.
FDIE-U065:FLANGING DIE FOR BASIC TOOL FTOOL-U038130 | I031889 | CINSTMAT | A | Test7531 | 7575 | C | NOS.
PW070-DV-1:PRESSURE WINDOW, HEAVY TYPE, PDR/UDR 70, BRASS | I031890 | CINSTMAT | A | Test7532 | 7576 | C | NOS.
HOIST1-78L:HOISTING GRIP, OPEN, LCF/UCF/HCA78, E100, E105,EO | I031891 | CINSTMAT | A | Test7533 | 7577 | C | NOS.
ADVANCED BILLING FOR WHMCS | I031892 | VMAISPDH | B | Test7534 | 7578 | C | NOS.
DNS MANAGER FOR WHMCS | I031893 | VMAISPDH | B | Test7535 | 7579 | C | NOS.
PLESK EXTENDED FOR WHMCS | I031894 | VMAISPDH | B | Test7536 | 7580 | C | NOS.
PROXMOX VPS FOR WHMCS | I031895 | VMAISPDH | B | Test7537 | 7581 | C | NOS.
VIRTUOZZO VPS FOR WHMCS | I031896 | VMAISPDH | B | Test7538 | 7582 | C | NOS.
NFC POS TERMINAL PAPER ROLLS | I031897 | OSTNMAT | A | Test7539 | 7583 | C | NOS.
POS TERMINAL GL-14 | I031898 | OMODROUT | A | Test7540 | 7584 | C | NOS.
PRODUCTION OF PLAQUE | I031899 | VENTERTA | B | Test7541 | 7585 | C | NOS.
716M-LCF12-D01:CONNECTOR 7-16 MALE, O-RING OMNI FIT PREMIUM | I031900 | CINSTMAT | A | Test7542 | 7586 | C | NOS.
32GB DDR4-2400 REGISTERED DIMM | I031901 | CSRVRACS | A | Test7543 | 7587 | C | NOS.
MEDIATIONZONE CBS DEVELOPMENT | I031902 | Cap Related Ser | B | Test7544 | 7588 | C | NOS.
822-3025-3000PARTNER WATCHDOG SUPP RENWAL FOR ZNEDIR 3025,3Y | I031903 | VMAINT&SC | B | Test7545 | 7589 | C | NOS.
823-3000-3RDY:WATCHDOG ZD3000 SERIES REDUNDANT CNTRL SUPP 3Y | I031904 | VMAINT&SC | B | Test7546 | 7590 | C | NOS.
1/2" DRIVE DEEP SOCKET 6PT 17MM | I031905 | OTOOLS | A | Test7547 | 7591 | C | NOS.
COMBINATION SPANNER 16MM | I031906 | CTOOLS | A | Test7548 | 7592 | C | NOS.
ABB EXT SOCKET 6GANG 13A | I031907 | CTOOLS | A | Test7549 | 7593 | C | NOS.
COMBINATION SHEAR 140MM | I031908 | CTOOLS | A | Test7550 | 7594 | C | NOS.
COMPRESSION TOOL FOR COAX CONNECTORS | I031909 | CTOOLS | A | Test7551 | 7595 | C | NOS.
CRIMP LEVER PLIER | I031910 | CTOOLS | A | Test7552 | 7596 | C | NOS.
HAMMER DRILL BITS SDS-PLUS 220MM | I031911 | CTOOLS | A | Test7553 | 7597 | C | NOS.
HOT MELT GLUE STICK 11X200MM | I031912 | CTOOLS | A | Test7554 | 7598 | C | NOS.
PLASTIC NUMBER '0' | I031913 | CTOOLS | A | Test7555 | 7599 | C | NOS.
PLASTIC NUMBER '1' | I031914 | CTOOLS | A | Test7556 | 7600 | C | NOS.
PLASTIC NUMBER '2' | I031915 | CTOOLS | A | Test7557 | 7601 | C | NOS.
PLASTIC NUMBER '3' | I031916 | CTOOLS | A | Test7558 | 7602 | C | NOS.
PLASTIC NUMBER '4' | I031917 | CTOOLS | A | Test7559 | 7603 | C | NOS.
PLASTIC NUMBER '5' | I031918 | CTOOLS | A | Test7560 | 7604 | C | NOS.
PLASTIC NUMBER '6' | I031919 | CTOOLS | A | Test7561 | 7605 | C | NOS.
PLASTIC NUMBER '7' | I031920 | CTOOLS | A | Test7562 | 7606 | C | NOS.
PLASTIC NUMBER '8' | I031921 | CTOOLS | A | Test7563 | 7607 | C | NOS.
PLASTIC NUMBER '9' | I031922 | CTOOLS | A | Test7564 | 7608 | C | NOS.
SS SCREWDRIVER WITH 17PCS | I031923 | CTOOLS | A | Test7565 | 7609 | C | NOS.
HAND SOCKET ½” 13MM | I031924 | CTOOLS | A | Test7566 | 7610 | C | NOS.
HAND SOCKET ½" 19MM | I031925 | CTOOLS | A | Test7567 | 7611 | C | NOS.
HAND SOCKET ½”DR.6PT 30MM | I031926 | CTOOLS | A | Test7568 | 7612 | C | NOS.
HAND SOCKET ½” 24MM | I031927 | CTOOLS | A | Test7569 | 7613 | C | NOS.
HAND SCREW DRIVER SET 8PCS | I031928 | CTOOLS | A | Test7570 | 7614 | C | NOS.
M10 AW120S STUBBY ADJUSTABLE WRENCH | I031929 | CTOOLS | A | Test7571 | 7615 | C | NOS.
JOYBOX - ANDREDO 2565 | I031930 | POSG60 | A | Test7572 | 7616 | A | NOS.
JOYBOX - BT REMOTE CONTROLLER | I031931 | POSG60 | A | Test7573 | 7617 | C | NOS.
TELEDEX E100IP:1 LINE, SIP CORDED PHONE | I031932 | OTELEEQ | A | Test7574 | 7618 | C | NOS.
SCRUBR PAD SCTCHBR 6X9GR | I031933 | CTOOLS | A | Test7575 | 7619 | C | NOS.
SOFT SCRUB LMN CLNSR 24OZ | I031934 | CTOOLS | A | Test7576 | 7620 | C | NOS.
SCRUB DADDY POLYMER FOAM SCRATCH FREE SPONGE 4PK | I031935 | CTOOLS | A | Test7577 | 7621 | C | NOS.
GLOVES LATEX LG 2PAIR | I031936 | CTOOLS | A | Test7578 | 7622 | C | NOS.
TELEMATRIX 3300IPTRM:1 LINE, SIP WALL MOUNTED TRIMLINE | I031937 | OTELEEQ | A | Test7579 | 7623 | C | NOS.
PATCH CORD ST-SC SINGLE MODE | I031938 | COPFIBRNTWK | A | Test7580 | 7624 | C | NOS.
GLOBAL TELECOM AWARDS | I031939 | V-Branding | B | Test7581 | 7625 | C | NOS.
OAW-AP1101-RW OMNIACCESS STELLAR AP1101. DUAL RADI (SL151) | I031940 | SWIFIEQUIP | A | Test7582 | 7626 | C | NOS.
PP5N-OAWAP1101:5YR PARTNER SUPPORT+INCL 24X7 REMOT TEL(SL151 | I031941 | Sales Relat Ser | B | Test7583 | 7627 | C | NOS.
OS6860E-24:GIGE L3 CHASSIS WITH 24 10/100/1000 RJ-45(SL151) | I031942 | SMODROUT | A | Test7584 | 7628 | C | NOS.
PP5N-OS6860:5YR PARTNER SUPPORT+INCL 24X7 REMOT TEL S(SL151) | I031943 | Sales Relat Ser | B | Test7585 | 7629 | C | NOS.
OS6860-CBL-300:20 GIGABIT DIRECT ATTCH STACK CU CBL 3M(SL151 | I031944 | SWIFIEQUIP | A | Test7586 | 7630 | C | NOS.
OS6350-P10 GE FIXED CHASSIS WITH 8 X POE+ RJ-45 (SL151) | I031945 | SWIFIEQUIP | A | Test7587 | 7631 | C | NOS.
PP5N-OS6350-10:5YR PARTNER SUPPORT PLUS | I031946 | Sales Relat Ser | B | Test7588 | 7632 | C | NOS.
OS6350-RM-19-L SIMPLE L-BRACKET FOR MOUNTING A SINGLE(SL151) | I031947 | SWIFIEQUIP | A | Test7589 | 7633 | C | NOS.
OS6350-P24 GIGABIT ETHERNET 1RU CHASSIS WITH 24 POE (SL151) | I031948 | SMODROUT | A | Test7590 | 7634 | C | NOS.
PP5N-OS6350-10:5YR PARTNER SUPPORT PLUS(SL151) | I031949 | Sales Relat Ser | B | Test7591 | 7635 | C | NOS.
OV4-START-NEW -OV2500 NMS-STARTER PACK-NEW R4. IN (SL151) | I031950 | Sales Relat Ser | B | Test7592 | 7636 | C | NOS.
PW5N-OV4START 5YR 24X7 PARTNER SUPPORT SOFTWARE FOR (SL151) | I031951 | Sales Relat Ser | B | Test7593 | 7637 | C | NOS.
PW5N-OVAPNM500N:5YR 24X7 PARTNER SUPPORT SW(SL151) | I031953 | Sales Relat Ser | B | Test7594 | 7638 | C | NOS.
OV-AP-NM-500-N:OV2500 NM R4 LICENSE(SL151) | I031954 | Sales Relat Ser | B | Test7595 | 7639 | C | NOS.
OV-GA-100-N - OV2500 GA R4 LIC. - LIC. 100 GA-NEW (SL151) | I031955 | Sales Relat Ser | B | Test7596 | 7640 | C | NOS.
PW5N-OVGA100N:5YR 24X7 PARTNER SUPPORT SW(SL151) | I031956 | Sales Relat Ser | B | Test7597 | 7641 | C | NOS.
OV-BYOD-1K-N:OV2500 BYOD R4 LICENSE(SL151) | I031957 | Sales Relat Ser | B | Test7598 | 7642 | C | NOS.
PW5N-OVBYOD1KN:5YR 24X7 PARTNER SUPPORT SW OV2500 NMS(SL151) | I031958 | Sales Relat Ser | B | Test7599 | 7643 | C | NOS.
OV-BYOD-500-N:OV2500 BYOD R4 LICENSE(SL151) | I031959 | Sales Relat Ser | B | Test7600 | 7644 | C | NOS.
PW5N-OVBYOD500N:5YR 24X7 PARTNER SUPPORT FOR OV2500NMS(SL151 | I031960 | Sales Relat Ser | B | Test7601 | 7645 | C | NOS.
OV-NM-EX-500-N:OV2500 NM R4 LICENSE(SL151) | I031961 | Sales Relat Ser | B | Test7602 | 7646 | C | NOS.
PW5N-OVNMEX500:5YR 24X7 PARTNER SUPPORT SW FOR OV2500(SL151) | I031962 | Sales Relat Ser | B | Test7603 | 7647 | C | NOS.
SFP-GIG-LX:1000BASE-LX GIGABIT ETHERNET OPTICAL TRNCVR(SL151 | I031963 | SMODROUT | A | Test7604 | 7648 | C | NOS.
PROFESSIONAL SERVICE(SL151) | I031964 | Sales Relat Ser | B | Test7605 | 7649 | C | NOS.
COST OF OV SERVERS(SL151) | I031965 | Sales Relat Ser | B | Test7606 | 7650 | C | NOS.
TINNED CABLE (1MM) | I031966 | OSPRVEHBT | A | Test7607 | 7651 | C | ft
SUN-NC6606U-MS2F1S1P6:NETWORK CABINET(6U,600WX600D) | I031967 | OCRITICAL-ITEMS | A | Test7608 | 7652 | C | NOS.
SX460 STAMFORD AVR | I031968 | OGENTSP | A | Test7609 | 7653 | C | NOS.
FULL HD LED TV 32" | I031969 | CMISC | A | Test7610 | 7654 | C | NOS.
GLC-LH-SMD=CISCO(1000BASE-LX/LH SFP TRANSCEIVER MODULE | I031970 | OMODROUT | A | Test7611 | 7655 | C | NOS.
CIVIL WORK (REPAIR/MAINTENANCE/FABRICATION/OTHER) | I031971 | VGENSPAR | B | Test7612 | 7656 | C | NOS.
ACOM608PRO SMS MODEM | I031972 | OMODROUT | A | Test7613 | 7657 | C | NOS.
EXTENSION SOCKET 6 GANG | I031973 | OSITEMAINT | A | Test7614 | 7658 | C | NOS.
EXTENSION SOCKET 8 GANG | I031974 | OSITEMAINT | A | Test7615 | 7659 | C | NOS.
LABOUR HIRE | I031975 | VEXTPDHM | B | Test7616 | 7660 | C | NOS.
SOLARWINDS NETWORK PERFORMANCE MONITOR SL100(UP TO 100 ELEMT | I031976 | Cap Related Ser | B | Test7617 | 7661 | C | NOS.
SOLARWINDS NETFLOW TRAFFIC ANALYZER MODULE FOR SOLARWINDS NE | I031977 | Cap Related Ser | B | Test7618 | 7662 | C | NOS.
PRINTER HP LASERJET P3015, JETDIRECT PRINT SER(NETWORK CARD) | I031978 | OPRNTRS | A | Test7619 | 7663 | C | NOS.
CAT6 PATCH PANEL 24 PORT | I031979 | SOPFIBRNTWK | A | Test7620 | 7664 | C | NOS.
APPLE DEVELOPER PROGRAM ANNUAL FEE 1 YR(SL151) | I031980 | Sales Relat Ser | B | Test7621 | 7665 | C | NOS.
ANDROID APP DEVELOPER REGISTRATION FEE 1 YR(SL151) | I031981 | Sales Relat Ser | B | Test7622 | 7666 | C | NOS.
CR5BRACK2202:2.2M ROUTER ASSEMBLY CABINET W/ SNGL SWNG DOOR | I031982 | CMODROUT | A | Test7623 | 7667 | C | NOS.
GOOGLE PIXELBOOK - INTEL® CORE™ I5, 8GB RAM, 128GB SSD | I031983 | CLPTPCMPT | A | Test7624 | 7668 | C | NOS.
GOOGLE PIXELBOOK PEN | I031984 | CLPTPCMPT | A | Test7625 | 7669 | C | NOS.
OBSERVIUM PROFESSIONAL | I031985 | VMAINT&SC | B | Test7626 | 7670 | C | NOS.
PROFESSIONAL CHARGES | I031986 | VSTAFEVE | B | Test7627 | 7671 | C | NOS.
WMPH2E:PANDUIT® PATCHLINK® HORIZONTAL CABLE MANAGER | I031989 | CINSTMAT | A | Test7628 | 7672 | C | NOS.
EK0701-11-1U SC/PC PC 6 PORT WITH PIGTAILS SINGLE MODE | I031990 | SINSTMAT | A | Test7629 | 7673 | C | NOS.
TROPHY & MEDALS | I031991 | VSTAFEVE | B | Test7630 | 7674 | C | NOS.
1" PVC PIPE | I031992 | SMISC | A | Test7631 | 7675 | C | NOS.
1" PVC TEE | I031993 | SMISC | A | Test7632 | 7676 | C | NOS.
1" PVC 90 DEGREE ELBOW | I031994 | SMISC | A | Test7633 | 7677 | C | NOS.
1" PVC JOINT SOCKET (COUPLING) | I031995 | SMISC | A | Test7634 | 7678 | C | NOS.
1" PVC CLIP | I031996 | SMISC | A | Test7635 | 7679 | C | NOS.
PVC GLUE | I031997 | SMISC | A | Test7636 | 7680 | C | NOS.
NDN-50022-A3: IP DOME 1080P IP66 AVF | I031998 | OINSTMAT | A | Test7637 | 7681 | C | NOS.
SELF TAPPING SCREWS 1" BLACK (BOX OF 100) | I031999 | OINSTMAT | A | Test7638 | 7682 | C | Box
SELF TAPPING SCREW WOOD 2" (BOX OF 100) | I032000 | OINSTMAT | A | Test7639 | 7683 | C | BOX
FISCHER S-PLUG (BOX OF 100) | I032001 | OINSTMAT | A | Test7640 | 7684 | C | BOX
MEDIANET MONTHLY SUBSCRIPTION FOR WANTITALL | I032002 | VSUBSCRP | B | Test7641 | 7685 | C | NOS.
A0019-001-001-001-020-1: IG 4100 LOYALTY TRADE IN | I032003 | Sales Relat Ser | B | Test7642 | 7686 | C | NOS.
18V PERCUSSION DRILL LI-ION(4933451146) | I032004 | OPWRTOOLS | A | Test7643 | 7687 | C | NOS.
18V PERCUSSION DRILL LI-ION(493345125) | I032005 | OPWRTOOLS | A | Test7644 | 7688 | C | NOS.
WATER SENSOR 12" | I032006 | OSPRVEHBT | A | Test7645 | 7689 | C | NOS.
WATER METER | I032007 | OSPRVEHBT | A | Test7646 | 7690 | C | NOS.
PAN-SVC-BKLN-3050-R:PARTNER ENABLED PREMIUM SUPP. 1YR RENWL, | I032009 | VMAISPDH | B | Test7647 | 7691 | C | NOS.
PAN-PA-3050-TP-HA2-R:THREAT PREVENTION SUBSC. FOR DEVICE IN | I032010 | VMAISPDH | B | Test7648 | 7692 | C | NOS.
PAN-PA-3050-TP-R:THREAT PREVENTION SUBSCRIPTION RENEWAL 1YR | I032011 | VMAISPDH | B | Test7649 | 7693 | C | NOS.
WATERPROOF CORDLESS ROTARY HAMMER | I032012 | OPWRTOOLS | A | Test7650 | 7694 | C | NOS.
WATERPROOF CORDLESS ANGLE GRIINDER | I032013 | OPWRTOOLS | A | Test7651 | 7695 | C | NOS.
WATERPROOF CORDLESS IMPACT WRENCH | I032014 | OPWRTOOLS | A | Test7652 | 7696 | C | NOS.
DIVING FLOOD LIGHT | I032015 | OPWRTOOLS | A | Test7653 | 7697 | C | NOS.
DRILL BATTERY CHARGER | I032016 | OPWRTOOLS | A | Test7654 | 7698 | C | NOS.
DURABLE TOOL LEASH | I032017 | OPWRTOOLS | A | Test7655 | 7699 | C | NOS.
TOUGH PROTECTIVE CASE FOR DRILLS | I032018 | OPWRTOOLS | A | Test7656 | 7700 | C | NOS.
IMANAGER U2000-B(V200R016) | I032019 | Cap Related Ser | B | Test7657 | 7701 | C | NOS.
IBRIDGE-B | I032020 | Cap Related Ser | B | Test7658 | 7702 | C | NOS.
60-1331-12: DTP HDMI 4K 330 TX | I032021 | OINSTMAT | A | Test7659 | 7703 | C | NOS.
EXTRON DTP HDMI 4K 330 RX | I032022 | OINSTMAT | A | Test7660 | 7704 | C | NOS.
XTP DTP 24 PLUG PN:101-005-02 | I032023 | OINSTMAT | A | Test7661 | 7705 | C | NOS.
GLC-TE=:1000BASE-T SFP | I032024 | CSRVRACS | A | Test7662 | 7706 | C | NOS.
C71AFN1U:HARNESS PTETZL AVAO BOD FAST BLACK INTERNATIONAL SI | I032025 | CTOOLS | A | Test7663 | 7707 | C | NOS.
A10VOA:HELMET PETZL VERTEX VENT - ORANGE | I032026 | CTOOLS | A | Test7664 | 7708 | C | NOS.
L52H002:PETZL GRILLION HOOK - LENGTH: 2M | I032027 | CTOOLS | A | Test7665 | 7709 | C | NOS.
C40S17:QUICKDRAW PETZL 17CM NYLON SEWN | I032028 | CTOOLS | A | Test7666 | 7710 | C | NOS.
M34ASL:KARABINER PETZL ALUMLNIUM AM'D LARGE D SCREWGATE | I032029 | CTOOLS | A | Test7667 | 7711 | C | NOS.
M34ARL:KARABINER PETZI ALUMINIUM AM'D LARGE D TWISTLOCK | I032030 | CTOOLS | A | Test7668 | 7712 | C | NOS.
M33ASL:2017 KARABINER PETZL ALUMINIUM OK OVAL SCREWGATE | I032031 | CTOOLS | A | Test7669 | 7713 | C | NOS.
E36AHR2B:TORCH PETZL NAO + | I032032 | CTOOLS | A | Test7670 | 7714 | C | NOS.
E36AHR:TORCH PETZI NAO | I032033 | CTOOLS | A | Test7671 | 7715 | C | NOS.
K52MT:GLOVES PETZL CORDEX BELAY - TAN, MEDIUM | I032034 | CTOOLS | A | Test7672 | 7716 | C | NOS.
K52LN:GLOVES PETZL CORDEX BELAY - BLACK, LARGE | I032035 | CTOOLS | A | Test7673 | 7717 | C | NOS.
S42Y045:PET:PETZL TRANSPORT SACK | I032036 | CTOOLS | A | Test7674 | 7718 | C | NOS.
MW BRACKET 120T(1700MM X114MM) | I032037 | CANTMAST | A | Test7675 | 7719 | C | NOS.
MW BRACKET 110S(1700MM X114MM) | I032038 | CANTMAST | A | Test7676 | 7720 | C | NOS.
MW BRACKET 140T(1700MM X114MM) | I032039 | CANTMAST | A | Test7677 | 7721 | C | NOS.
MW BRACKET 150T(1700MM X114MM) | I032040 | CANTMAST | A | Test7678 | 7722 | C | NOS.
MW BRACKET 170T(1700MM X114MM) | I032041 | CANTMAST | A | Test7679 | 7723 | C | NOS.
MW BRACKET 200T(1700MM X114MM) | I032042 | CANTMAST | A | Test7680 | 7724 | C | NOS.
MW BRACKET 250T(1700MM X114MM) | I032043 | CANTMAST | A | Test7681 | 7725 | C | NOS.
MW BRACKET 110S(2000MM X114MM) | I032044 | CANTMAST | A | Test7682 | 7726 | C | NOS.
MW BRACKET 120T(2000MM X114MM) | I032045 | CANTMAST | A | Test7683 | 7727 | C | NOS.
MW BRACKET 140T(2000MM X114MM) | I032046 | CANTMAST | A | Test7684 | 7728 | C | NOS.
MW BRACKET 150T(2000MM X114MM) | I032047 | CANTMAST | A | Test7685 | 7729 | C | NOS.
MW BRACKET 170T(2000MM X114MM) | I032048 | CANTMAST | A | Test7686 | 7730 | C | NOS.
MW BRACKET 200T(2000MM X114MM) | I032049 | CANTMAST | A | Test7687 | 7731 | C | NOS.
MW BRACKET 110S(1200MM X 75MM) | I032050 | CANTMAST | A | Test7688 | 7732 | C | NOS.
MW BRACKET 110T(1200MM X 75MM) | I032051 | CANTMAST | A | Test7689 | 7733 | C | NOS.
MW BRACKET 120T(1200MM X 75MM) | I032052 | CANTMAST | A | Test7690 | 7734 | C | NOS.
MW BRACKET 140T(1200MM X 75MM) | I032053 | CANTMAST | A | Test7691 | 7735 | C | NOS.
MW BRACKET 150T(1200MM X 75MM) | I032054 | CANTMAST | A | Test7692 | 7736 | C | NOS.
MW BRACKET 170T(1200MM X 75MM) | I032055 | CANTMAST | A | Test7693 | 7737 | C | NOS.
MONOPOLE GSM PANEL BRACKET | I032056 | CANTMAST | A | Test7694 | 7738 | C | NOS.
CORNER MOUNT L | I032057 | CANTMAST | A | Test7695 | 7739 | C | NOS.
CORNER MOUNT S | I032058 | CANTMAST | A | Test7696 | 7740 | C | NOS.
CORNER MOUNT L T L&S | I032059 | CANTMAST | A | Test7697 | 7741 | C | NOS.
PLATE BRACKET | I032060 | CANTMAST | A | Test7698 | 7742 | C | NOS.
U-BOLT 3" | I032061 | CANTMAST | A | Test7699 | 7743 | C | NOS.
U-BOLT 4" | I032062 | CANTMAST | A | Test7700 | 7744 | C | NOS.
LG BRACKET | I032063 | CANTMAST | A | Test7701 | 7745 | C | NOS.
SG BRACKET | I032064 | CANTMAST | A | Test7702 | 7746 | C | NOS.
S-FORM RING WRENCH | I032065 | OTOOLS | A | Test7703 | 7747 | C | NOS.
SAMSUNG 500GB SATA SSD | I032066 | OSRVRACS | A | Test7704 | 7748 | C | NOS.
3MP IR IP CAMERA POE DOME | I032067 | CSURVLNCE | A | Test7705 | 7749 | C | NOS.
4TB HARD DISC | I032068 | CSURVLNCE | A | Test7706 | 7750 | C | NOS.
NVR 8CH POE | I032069 | CSURVLNCE | A | Test7707 | 7751 | C | NOS.
FACIAL TISSUE | I032070 | OMISC | A | Test7708 | 7752 | C | NOS.
SRT6KRMXLI:APC SMART-UPS RT 6000VA 230VRACK MOUNT UPS(SL149) | I032071 | SSRVRACS | A | Test7709 | 7753 | C | NOS.
901-R310-WW02:ZONEFLEX R310,DUAL BND 802.11AC INDOR AP(SL150 | I032072 | SWIFIEQUIP | A | Test7710 | 7754 | C | NOS.
901-T301-WW51:ZONEFLEX T301S, 120X30 DEG, OUTDOOR(SL150) | I032073 | SWIFIEQUIP | A | Test7711 | 7755 | C | NOS.
901-T300-WW01:ZONEFLEX T300,OMNI,OUTDOOR ACCESS POINT(SL150) | I032074 | SWIFIEQUIP | A | Test7712 | 7756 | C | NOS.
902-0162-UK00:SPARES OF POWER OVER ETHERNET ADPTR UK(SL150) | I032075 | SWIFIEQUIP | A | Test7713 | 7757 | C | NOS.
P01-S104-XX00:SMARTZONE 100 WITH 4 GIGE PORTS(SL150) | I032076 | SWIFIEQUIP | A | Test7714 | 7758 | C | NOS.
L09-0001-SG00:AP MANAGEMENT LICENSE-SZ100/VSZ 3.X1 RU(SL150) | I032077 | Sales Relat Ser | B | Test7715 | 7759 | C | NOS.
803-R310-1000:WATCHDOG ADVANCED HW REPLACEMENT FOR ZF(SL150) | I032078 | Sales Relat Ser | B | Test7716 | 7760 | C | NOS.
S08-S104-3000:HSP PREMIUM WATCHDOG SUPPO. SMARTZONE3Y(SL150) | I032079 | Sales Relat Ser | B | Test7717 | 7761 | C | NOS.
S08-0001-3LSG:HSP PREMIUM WATCHDOG SUPPORT,SZ/VSZ 3YR(SL150) | I032080 | Sales Relat Ser | B | Test7718 | 7762 | C | NOS.
803-T300-3000:WATCHDOG ADVANCED HARDWARE RPLCEMNT 3Y (SL150) | I032081 | Sales Relat Ser | B | Test7719 | 7763 | C | NOS.
803-T301-3000:WATCHDOG ADVANCED HARDWARE REPLACEMNT 3Y(SL150 | I032082 | Sales Relat Ser | B | Test7720 | 7764 | C | NOS.
ALUMINIUM LADDER 8 STEPS(SL151) | I032083 | SMISC | A | Test7721 | 7765 | C | NOS.
ALUMINIUM LADDER 9 STEPS(SL151) | I032084 | SMISC | A | Test7722 | 7766 | C | NOS.
TRANSPALLET S2 1150X520MM | I032085 | CINSTMAT | A | Test7723 | 7767 | C | NOS.
REPAIR FOR C/V SENS(S/N:31) AT HULHUMALE STATION | I032086 | VSUBMINT | B | Test7724 | 7768 | C | NOS.
HW-PU-KIT H2:POWEREDGE R730 SERVER CHASSIS WITH UP TO 8,3.5" | I032087 | CSRVRS | A | Test7725 | 7769 | C | NOS.
HW-CLUSTER-KIT:BASEHW CLUSTER | I032088 | CSRVRACS | A | Test7726 | 7770 | C | NOS.
HW-CLUSTER-KIT:FE- 1 X FRONT END UNIT POWEREDGE R730 FOR INT | I032089 | CSRVRACS | A | Test7727 | 7771 | C | NOS.
HW-ST-KIT S2:8X 4TB 7.2K RPM NL SAS 6GBPS 3.5IN | I032090 | CSRVRACS | A | Test7728 | 7772 | C | NOS.
HW-IT-ANC P2:8GB RAM KIT EXPANSION | I032091 | CSRVRACS | A | Test7729 | 7773 | C | NOS.
HW-IT-ANC P3:16GB RAM KIT EXPANSION | I032092 | CSRVRACS | A | Test7730 | 7774 | C | NOS.
HW-IT-ANC P4:32GB RAM KIT EXPANSION | I032093 | CSRVRACS | A | Test7731 | 7775 | C | NOS.
QQ-INST P7:DELL NETWORKING SWITCH-N2024,24X1GBE+2X10GBE SFP+ | I032094 | CSRVRACS | A | Test7732 | 7776 | C | NOS.
QQ-INST P8:UTP ORGANIZER (13089) | I032095 | CSRVRACS | A | Test7733 | 7777 | C | NOS.
QQ-INST P10:CABLES & INSTALLATION MATERIAL | I032096 | CSRVRACS | A | Test7734 | 7778 | C | NOS.
SW-TC-DOM-020:3G RADIO TECHNOLOGY DOMAINS-RTU LICENSE UP TO | I032097 | Cap Related Ser | B | Test7735 | 7779 | C | NOS.
SW-TC-DOM-140:CSFB & SRVCC SERVICES DOMAIN-RTU LICENSE UP TO | I032098 | Cap Related Ser | B | Test7736 | 7780 | C | NOS.
SW-ANLYT-010:RAN ANALYTICS MODULE-RTU LICENSE UP TO THE STAT | I032100 | Cap Related Ser | B | Test7737 | 7781 | C | NOS.
SW-ANLYT-020:DEVICE AND SUBSCRIBER ANALYTICS MODULE-RTU LICE | I032101 | cap Related Ser | B | Test7738 | 7782 | C | NOS.
SW-ANLYT-025:CSFB MODULES-RTU LICENSE UP TO THE STATED NUMBE | I032102 | Cap Related Ser | B | Test7739 | 7783 | C | NOS.
SW-ANLYT-050:CEM-LIGHT ANALYTICS MODULE-RTU LICENSE UP TO TH | I032103 | Cap Related Ser | B | Test7740 | 7784 | C | NOS.
SW-ANLYT-030:NETWORK & SERVICE ANALYTICS MODULE-RTU LICENSE | I032104 | Cap Related Ser | A | Test7741 | 7785 | C | NOS.
SW-ANLYT-040:ROAMING ANALYTICS MODULE-RTU LICENSE UP TO THE | I032106 | Cap Related Ser | B | Test7742 | 7786 | C | NOS.
SW-UI-USR-010:USER INTERFACE LICENSES-STANDARD USER LICENSE | I032107 | Cap Related Ser | B | Test7743 | 7787 | C | NOS.
SW-UI-USR-020:USER INTERFACE LICENSES-EDITOR USER LICENSE | I032108 | Cap Related Ser | B | Test7744 | 7788 | C | NOS.
NL-SRV-210:PROJECT MANAGEMENT | I032109 | Cap Related Ser | B | Test7745 | 7789 | C | NOS.
NL-SRV-220:DEPLOYMENT | I032110 | Cap Related Ser | B | Test7746 | 7790 | C | NOS.
NL-SRV-230:TRAINING | I032111 | Cap Related Ser | B | Test7747 | 7791 | C | NOS.
XF192 PUMP DAVEY 08KW | I032112 | OSITEMAINT | A | Test7748 | 7792 | C | NOS.
MOBILIZATION/DEMOBILIZATION (FLIGHTS ONLY) | I032113 | VREP-SUBM-SYS-D | B | Test7749 | 7793 | C | NOS.
TECHNICIAN DAILY RATE (X 5 DAYS, FROM BASE TO BASE) | I032114 | VREP-SUBM-SYS-D | B | Test7750 | 7794 | C | NOS.
FISHING TRIP | I032115 | VSTAFEVE | B | Test7751 | 7795 | C | NOS.
PDU-UK TYPE WITH 6 OUTLETS | I032116 | OINSTMAT | A | Test7752 | 7796 | C | NOS.
RESIDENTIAL BROAD BAND SERVICE APPLICATION FORM | I032118 | OSTNMAT | A | Test7753 | 7797 | C | NOS.
3/4" BRASS ELECTRIC SOLENOID VALVE 12VDC N.C. AIR WATER FUEL | I032119 | OGENTSP | A | Test7754 | 7798 | C | NOS.
SCTC-WCS-NT-2:SYSTEM CHECK-OUT,TEST AND COMMISSIONING; WORKF | I032120 | Cap Related Ser | B | Test7755 | 7799 | C | NOS.
ADVERTISING | I032121 | VSTAFEVE | B | Test7756 | 7800 | C | NOS.
WIPRO PROJECT RESOURCE FOR CBS OFF-SITE CHARGES | I032122 | Cap Related Ser | B | Test7757 | 7801 | C | NOS.
FG-3200D:48X10GE SFP+SLOTS,2XGE RJ45 MNGMNT,SPU NP6(SL151) | I032123 | SMODROUT | A | Test7758 | 7802 | C | NOS.
FC-10-03200-950-02-36:UTM PROTECTION(24X7 FORTICARE(SL151) | I032124 | Sales Relat Ser | B | Test7759 | 7803 | C | NOS.
BX600C-IN : NEXT GEN 600VA UPS(SL151) | I032125 | SSRVRACS | A | Test7760 | 7804 | C | NOS.
WIPRO DATABASE ADMINISTRATOR FOR CBS OFF-SITE CHARGES | I032127 | Cap Related Ser | B | Test7761 | 7805 | C | NOS.
WIPRO MIGRATION ARCHITECT FOR CBS OFF-SITE CHARGES | I032129 | Cap Related Ser | B | Test7762 | 7806 | C | NOS.
FG-3200D:48X10GE SFP+SLOTS,2XGE RJ45 MNGMNT,SPU NP6 & CP8 HW | I032131 | OMODROUT | A | Test7763 | 7807 | C | NOS.
ASUS 14" ZENBOOK 3 UX430UA | I032132 | CLPTPCMPT | A | Test7764 | 7808 | C | NOS.
CON-SNT-MOD80TR:SNTC-8X5XNBD 80G MODULAR LINECARD, PACKET TR | I032133 | CSRVRACS | A | Test7765 | 7809 | C | NOS.
S-A9K-MD80AIPTR:ASR 9K SMART LICENSE L3 VPN FOR MOD80 -TR LI | I032134 | CSRVRACS | A | Test7766 | 7810 | C | NOS.
CON-SNT-SSA9KKMD:SNTC-8X5XNBD ASR 9K SMART LICENSE | I032135 | Cap Related Ser | B | Test7767 | 7811 | C | NOS.
909-2525:RS PRO RED LED PILOT LIGHT COMPLETE WITH TESTCIRCUI | I032136 | OPWR SYSTEM | A | Test7768 | 7812 | C | NOS.
909-2544:RS PRO YELLOW LED PILOT LIGHT COMPLETE WITH22MM CUT | I032137 | OPWR SYSTEM | A | Test7769 | 7813 | C | NOS.
909-2499:RS PRO BLUE LED PILOT LIGHT COMPLETE WITH TESTCIRCU | I032138 | OPWR SYSTEM | A | Test7770 | 7814 | C | NOS.
909-2500:RS PRO GREEN LED PILOT LIGHT COMPLETE WITH TESTCIRC | I032139 | OPWR SYSTEM | A | Test7771 | 7815 | C | NOS.
C-LESS HAMMER DRILL LI-ION-493345125(SL151) | I032140 | STOOLS | A | Test7772 | 7816 | C | NOS.
SUPPORT RENEWAL AMC EXISTG CBS SW 20180226-20190225 #6559449 | I032141 | V-Bill.Sys.Supp | B | Test7773 | 7817 | C | NOS.
SUPPORT RENEWAL AMC NEW CBS SW 20180529-20180528 #15345801 | I032142 | V-Bill.Sys.Supp | B | Test7774 | 7818 | C | NOS.
5365XXX:MINIPROX® PROXIMITY READER | I032143 | OSURVLNCE | A | Test7775 | 7819 | C | NOS.
121101:ENERTRONIC MODULAR 20KVA | I032144 | OPWR SYSTEM | A | Test7776 | 7820 | C | NOS.
METAL PIPE 2" | I032145 | CANTMAST | A | Test7777 | 7821 | C | NOS.
L-D9800-SAT-S2: D9800 S2 DEMODULATION LICENSE | I032146 | Cap Related Ser | B | Test7778 | 7822 | C | NOS.
HUAWEI CBS INTEGRATION - MSC ONSITE SUPPORT 14 DAYS | I032148 | Cap Related Ser | B | Test7779 | 7823 | C | NOS.
HUAWEI CBS INTEGRATION - HSS REMOTE SUPPORT 10 DAYS | I032149 | Cap Related Ser | B | Test7780 | 7824 | C | NOS.
HUAWEI CBS INTEGRATION - SPS REMOTE SUPPORT 10 DAYS | I032150 | Cap Related Ser | B | Test7781 | 7825 | C | NOS.
ORACLE RESOURCE T&M SERVICES (ON-SITE DBA, OS ADMIN) | I032153 | Cap Related Ser | B | Test7782 | 7826 | C | NOS.
ORACLE RESOURCE T&M SERVICES (ON-SITE RELEASE MANAGER) | I032158 | Cap Related Ser | B | Test7783 | 7827 | C | NOS.
ORACLE RESOURCE T&M SERVICES (OFF-SITE RELEASE MANAGER) | I032159 | Cap Related Ser | B | Test7784 | 7828 | C | NOS.
CBS SCOPE CHANGES - R1 CHANGE REQUESTS - 6856725 | I032160 | Cap Related Ser | B | Test7785 | 7829 | C | NOS.
DATA MANAGEMENT & MONETIZATION (DMM) TO CBS INTEGRATION | I032161 | Cap Related Ser | B | Test7786 | 7830 | C | NOS.
CANON IMAGE FORMULA DR-C225W | I032162 | CMISC | A | Test7787 | 7831 | C | NOS.
FUSE(10AMP).P/N:6CB8215100 | I032163 | OSPRVEHBT | A | Test7788 | 7832 | C | NOS.
PROPELLER(15X17T).P/N:61A4597800 | I032164 | OSPRVEHBT | A | Test7789 | 7833 | C | NOS.
USD SMALL SINE 12 MONTH PLAN(IDEAL FOR 0-25 CHECKINS PER DAY | I032166 | VSUBSCRP | B | Test7790 | 7834 | C | NOS.
TRUNKING 25MMX25MMX2MTR | I032167 | OCRITICAL-ITEMS | A | Test7791 | 7835 | C | NOS.
TRUNKING 25MMX13MMX2MTR | I032168 | OCRITICAL-ITEMS | A | Test7792 | 7836 | C | NOS.
ELITE SECTION ON DHIRAAGU SELF-CARE APP | I032169 | VNEWPROD | B | Test7793 | 7837 | C | NOS.
PGAS01000M:PORTA-GANTRY A FRAME M WLL1000KG | I032170 | CSITEMAINT | A | Test7794 | 7838 | C | NOS.
PGBS01000-3920A:PORTA-GANTRY BEAM A WLL1000KG 3920MM | I032171 | CSITEMAINT | A | Test7795 | 7839 | C | NOS.
PGTZS01000:TROLLEY WLL1000KG MASTER LINK FIT A-B SIZE BEAM | I032172 | CSITEMAINT | A | Test7796 | 7840 | C | NOS.
C050067B006B:PTP670 (4.9 GHZ – 6.05 GHZ) CONNECTORIED ODU (R | I032173 | CTRNACCEQ | A | Test7797 | 7841 | C | NOS.
N000065L001C:PTP 650 AC POWER INJECTOR | I032174 | CTRNACCEQ | A | Test7798 | 7842 | C | NOS.
C000065L007B:LPU+GROUNDING KIT(1KIT PER END)FOR PTP650 | I032175 | CTRNACCEQ | A | Test7799 | 7843 | C | NOS.
N000065L032A:PTP650 MOUNTING BRACKET(CONNECTORIZED) | I032176 | CTRNACCEQ | A | Test7800 | 7844 | C | NOS.
C000065K022A:CAPACITY UPGRADE LICENSE PER ODU | I032177 | Cap Related Ser | B | Test7801 | 7845 | C | NOS.
C000065L043A:NETWORK INDOOR UNIT(ONE PER END) | I032178 | CTRNACCEQ | A | Test7802 | 7846 | C | NOS.
C000065K049A:8-PORT T1/E1 SOFTWARE LICENSE(PER END) | I032179 | Cap Related Ser | B | Test7803 | 7847 | C | NOS.
C000000L056A:WM 4.0 INCLUDES 10 NODE LICENSES | I032180 | Cap Related Ser | B | Test7804 | 7848 | C | NOS.
C000000L057A:WM 4.0 1 NODE LICENSES | I032181 | Cap Related Ser | B | Test7805 | 7849 | C | NOS.
POWER SUPPLY 12V 5AMP | I032182 | OINSTMAT | A | Test7806 | 7850 | C | NOS.
STAINLESS EXIT BUTTON ACM-K5B | I032183 | OINSTMAT | A | Test7807 | 7851 | C | NOS.
D KARABINER | I032184 | OTOOLS | A | Test7808 | 7852 | C | NOS.
ULTRA POWER HEADLIGHT | I032185 | OTOOLS | A | Test7809 | 7853 | C | NOS.
FSE ROBLINE DOUBLE BRAIDED CLASSIC 12MM | I032186 | OTOOLS | A | Test7810 | 7854 | C | Mtr
HAND PALLET TRUCK 2.5T | I032187 | CTOOLS | A | Test7811 | 7855 | C | NOS.
CURRENCY COUNTER MACHINE | I032188 | OMISC | A | Test7812 | 7856 | C | NOS.
602020092:FUSE | I032189 | ORECTSP | A | Test7813 | 7857 | C | NOS.
602010074:FUSE | I032190 | ORECTSP | A | Test7814 | 7858 | C | NOS.
060201A012:FUSE | I032191 | ORECTSP | A | Test7815 | 7859 | C | NOS.
6R_APMHT007A:KIT 5IGBT +DRIVER | I032192 | ORECTSP | A | Test7816 | 7860 | C | NOS.
6R_SA2032-02A:MPS GRAPHIC SYSTEM CARD | I032193 | ORECTSP | A | Test7817 | 7861 | C | NOS.
6R_SA2076D01X:MPS INVERTER CONTROL CARD | I032194 | ORECTSP | A | Test7818 | 7862 | C | NOS.
6R_SA2098A01X:MPS CONTACTOR DRIVER CARD | I032195 | ORECTSP | A | Test7819 | 7863 | C | NOS.
6R_SA2112B01X:MPS DSP IGBT RECTIFIER CONTROL CARD | I032196 | ORECTSP | A | Test7820 | 7864 | C | NOS.
6R_SA2120-01C:MPS GLOBAL POWER SUPPLY CARD | I032197 | ORECTSP | A | Test7821 | 7865 | C | NOS.
6R_060602A016:FAN | I032198 | ORECTSP | A | Test7822 | 7866 | C | NOS.
2601528:RECTIFIER BRIDGE | I032199 | ORECTSP | A | Test7823 | 7867 | C | NOS.
601040001:CONTACTOR | I032200 | ORECTSP | A | Test7824 | 7868 | C | NOS.
0TCA0278A:TRANSFORMER | I032201 | ORECTSP | A | Test7825 | 7869 | C | NOS.
6R_APMPSHP033B:CAPACITOR | I032202 | ORECTSP | A | Test7826 | 7870 | C | NOS.
6R_APMPSHP034B:CAPACITOR | I032203 | ORECTSP | A | Test7827 | 7871 | C | NOS.
060305A059:CONTACTOR | I032204 | ORECTSP | A | Test7828 | 7872 | C | NOS.
APPLE DEVELOPER ENTERPRISE PROGRAM(SL151) | I032205 | Sales Relat Ser | B | Test7829 | 7873 | C | NOS.
WD 3.5” INT HDD 4TB (PURPLE) SATA 6GB | I032208 | SSRVRACS | A | Test7830 | 7874 | C | NOS.
C0550055L001A:PTP 550 SFP INTERFACE FOR GIGABIT ETHERNET 100 | I032209 | CTRNCNEWEQ | A | Test7831 | 7875 | C | NOS.
TAYANA SYSTEMS FOR CBS INTEGRATION – SOFTWARE MODIFICATION C | I032210 | Cap Related Ser | B | Test7832 | 7876 | C | NOS.
TAYANA SYSTEMS FOR CBS INTEGRATION – PROFESSIONAL SERVICES | I032211 | Cap Related Ser | B | Test7833 | 7877 | C | NOS.
NFC CARD | I032212 | OMISC | A | Test7834 | 7878 | C | NOS.
PRESSURE SWITCH(FRESH WATER PUMP 12V) | I032213 | OSPRVEHBT | A | Test7835 | 7879 | C | NOS.
AP9613:DRY CONTACT I/O SMARTSLOT CARD | I032214 | OSRVRACS | A | Test7836 | 7880 | C | NOS.
ROUND NECK HONEY COMB T-SHIRT WITH FRNT & BCK PRINT(M)(SL151 | I032215 | SMISC | A | Test7837 | 7881 | C | NOS.
ROUND NECK HONEY COMB T-SHIRT WITH FRNT & BCK PRINT(L)(SL151 | I032216 | SMISC | A | Test7838 | 7882 | C | NOS.
ROUND NECK HONEY COMB T-SHIRT WITH FRNT & BCK PRINT(XL(SL151 | I032217 | SMISC | A | Test7839 | 7883 | C | NOS.
RACK MOUNT SM 6 CORES ODF FULLY LOADED | I032218 | SSRVRACS | A | Test7840 | 7884 | C | NOS.
RACK MOUNT SM 12 CORES ODF FULLY LOADED | I032219 | SSRVRACS | A | Test7841 | 7885 | C | NOS.
SAMSUNG GALAXY S9 PURPLE 64GB | I032221 | POSG12 | A | Test7842 | 7886 | A | NOS.
SAMSUNG GALAXY S9 BLACK 64GB | I032222 | POSG12 | A | Test7843 | 7887 | A | NOS.
SAMSUNG GALAXY S9 BLUE 64GB | I032223 | POSG12 | A | Test7844 | 7888 | A | NOS.
SAMSUNG GALAXY S9 BLUE 128GB | I032224 | POSG12 | A | Test7845 | 7889 | A | NOS.
SAMSUNG GALAXY S9 BLACK 128GB | I032225 | POSG12 | A | Test7846 | 7890 | A | NOS.
SAMSUNG GALAXY S9 PURPLE 128GB | I032226 | POSG12 | A | Test7847 | 7891 | A | NOS.
SAMSUNG GALAXY S9+ BLACK 64GB | I032227 | POSG12 | A | Test7848 | 7892 | A | NOS.
SAMSUNG GALAXY S9+ BLUE 64GB | I032228 | POSG12 | A | Test7849 | 7893 | A | NOS.
SAMSUNG GALAXY S9+ PURPLE 64GB | I032229 | POSG12 | A | Test7850 | 7894 | A | NOS.
SAMSUNG GALAXY S9+ BLUE 128GB | I032230 | POSG12 | A | Test7851 | 7895 | A | NOS.
SAMSUNG GALAXY S9+ BLACK 128GB | I032231 | POSG12 | A | Test7852 | 7896 | A | NOS.
SAMSUNG GALAXY S9+PURPLE 128GB | I032232 | POSG12 | A | Test7853 | 7897 | A | NOS.
50005105:ASI II | I032233 | SSRVRS | A | Test7854 | 7898 | C | NOS.
50005731: 24 PORT ONSP CARD | I032234 | SSRVRACS | A | Test7855 | 7899 | C | NOS.
54002892:MIVOICE BUS LICENSE-REGIONAL EXT X80 | I032235 | SSRVRACS | A | Test7856 | 7900 | C | NOS.
54002892:MIVOICE BUS LICENSE-REGIONAL EXT X80 | I032236 | Sales Relat Ser | B | Test7857 | 7901 | C | NOS.
54009225:SWA STD 1Y MIVBUS ANALOG PORT | I032237 | Sales Relat Ser | B | Test7858 | 7902 | C | NOS.
WELDING MACHINE ZX7-250I MOS | I032238 | OSRVRACS | A | Test7859 | 7903 | C | NOS.
FIBER NODE 4 WAY 220V | I032239 | OINSTMAT | A | Test7860 | 7904 | C | NOS.
8 CORE ODF FULLY LOADED SC/UPC | I032240 | OINSTMAT | A | Test7861 | 7905 | C | NOS.
FSE ROBLINE DOUBLE BRAIDED CLASSIC 12MM | I032241 | CTOOLS | A | Test7862 | 7906 | C | NOS.
DIGITAL METER – THREE PHASE | I032242 | OPWR SYSTEM | A | Test7863 | 7907 | C | NOS.
1.5 MONTHS REMOTE SUPPORT | I032243 | Cap Related Ser | B | Test7864 | 7908 | C | NOS.
HW-ST-KIT S3:8X 6TB 7.2K RPM NL SAS 6GBPS 3.5IN | I032244 | CTRNACCEQ | A | Test7865 | 7909 | C | NOS.
QQ-P30K-48:P30K AGGREGATING UNIT-SUPPORT FOR 48 X 1/10G BI-D | I032245 | CTRNACCEQ | A | Test7866 | 7910 | C | NOS.
HW-IT-ANC P1:10GBPS NETWORK INTERFACE CARD | I032246 | CTRNACCEQ | A | Test7867 | 7911 | C | NOS.
NL-INST P3 CP:OPTICAL SPLITTERS MODULE (UP TO 4 BD LINKS) | I032247 | CTRNACCEQ | A | Test7868 | 7912 | C | NOS.
NL-INST P4 CP:OPTICAL SPLITTERS FRAME (UP TO 3 MODULES) | I032248 | CTRNACCEQ | A | Test7869 | 7913 | C | NOS.
NL-INST P6:42U RACK UNIT | I032249 | CTRNACCEQ | A | Test7870 | 7914 | C | NOS.
NL-INST P9:F.O. ORGANIZER (BLACK BOX W/ 24 LC PORTS) | I032250 | CTRNACCEQ | A | Test7871 | 7915 | C | NOS.
SW-AL-020:PORT ACTIVATION LICENSE - 1GBPS CAPACITY PORT | I032251 | Cap Related Ser | B | Test7872 | 7916 | C | NOS.
NL-SRV-090:OTHER DIRECT PRICES (SHIPPING, INSURANCE, ET AL) | I032252 | Cap Related Ser | B | Test7873 | 7917 | C | NOS.
SC/PC-LC/PC DUPLEX MM FIBER OPTIC PATCH CORD 3MTR | I032253 | OINSTMAT | A | Test7874 | 7918 | C | NOS.
12V BATTERY CHARGER KIT(SL151) | I032254 | STOOLS | A | Test7875 | 7919 | C | NOS.
13MM PERCUSSION DRILL 630W CASE(SL151) | I032255 | STOOLS | A | Test7876 | 7920 | C | NOS.
R074AA26:AXIS 11 MM | I032256 | CINSTMAT | A | Test7877 | 7921 | C | NOS.
AEG 12 V 2-SPEED ULTRA COMPACT PERCUSSION DRILL(SL151) | I032257 | STOOLS | A | Test7878 | 7922 | C | NOS.
ZNID-GPON-2426A1-UK:GPON ONT,INDOOR,2 POTS,4 GE,WIFI(SL152) | I032258 | SOPFIBRNTWK | A | Test7879 | 7923 | C | NOS.
MXK-194-10G:ROHS,MXK 1U,4-PORT GPON,2 10GE,8 FE/GE-48V(SL152 | I032259 | SOPFIBRNTWK | A | Test7880 | 7924 | C | NOS.
XP-AC-SUPPLY:RAPTOR/MALC XP AC PWR SUPPLY,90-264 VAC(SL152) | I032260 | SOPFIBRNTWK | A | Test7881 | 7925 | C | NOS.
MXK-GPON-SFP-B+-RSSI:MXK GPON SFP B+OPTIC SUP.DGTL (SL152) | I032261 | SOPFIBRNTWK | A | Test7882 | 7926 | C | NOS.
ZPON-JMPR-SC/APC-SC/UPC-SM-3M:PON FIBR JMPR SM 3M(SL152) | I032262 | SOPFIBRNTWK | A | Test7883 | 7927 | C | NOS.
ZPON-SPLT-1X2-SC/APC-1LGX:PON SPLITTERS 1X2 SC/APC CON(SL152 | I032263 | SOPFIBRNTWK | A | Test7884 | 7928 | C | NOS.
ZPON-SPLT-1X4-SC/APC-1LGX:PON SPLITTERS 1X4 SC/APC CON(SL152 | I032264 | SOPFIBRNTWK | A | Test7885 | 7929 | C | NOS.
ZPON-SPLT-1X8-SC/APC-1LGX:PON SPLITTERS 1X8 SC/APC CON(SL152 | I032265 | SOPFIBRNTWK | A | Test7886 | 7930 | C | NOS.
ZPON-SPLT-1X16-SC/APC-2LGX: PON SPLITTERS 1X16 SC/APC(SL152) | I032266 | SOPFIBRNTWK | A | Test7887 | 7931 | C | NOS.
901-R310-XX02:RUCKUS INDOOR AP R310 DUAL BAND 802.11N(SL152) | I032267 | SWIFIEQUIP | A | Test7888 | 7932 | C | NOS.
901-T310-XX40:RUCKUS OUTDOOR AP T310 CONCRENT DUAL BND(SL152 | I032268 | SWIFIEQUIP | A | Test7889 | 7933 | C | NOS.
JG538A:HPE 1910 24 SWITCH(SL152) | I032269 | SMODROUT | A | Test7890 | 7934 | C | NOS.
3BA00808AA:OMNIPCX ENTERPRISE BASIC PKG COMM HW, CS-2 CPU BD | I032270 | SPABXSPR | A | Test7891 | 7935 | C | NOS.
3MG27121WW:8068 NO BT PREMIUM DESKPHONE INT | I032271 | SPABXSPR | A | Test7892 | 7936 | C | NOS.
TRENCHING(SL151) | I032272 | Sales Relat Ser | B | Test7893 | 7937 | C | NOS.
PRODUCTION BASE+240 CANNELS(INCLUDES ENGLISH CODEC) | I032273 | Cap Related Ser | B | Test7894 | 7938 | C | NOS.
TEST BASE+30 CHANNELS(INCLUDES ENGLISH CODEC) | I032274 | Cap Related Ser | B | Test7895 | 7939 | C | NOS.
DHIVEHI LANGUAGE UPGRADE(ALL PLATFORMS) | I032275 | Cap Related Ser | B | Test7896 | 7940 | C | NOS.
SUN-DLC-SM-AD-SC:FIBER OPTIC ADPATOR | I032276 | COPFIBRNTWK | A | Test7897 | 7941 | C | NOS.
SUN-LC-1M-SM-SX-0.9P:FIBER OPTIC PIGTAIL | I032277 | COPFIBRNTWK | A | Test7898 | 7942 | C | NOS.
SUN-PLC104-900L1-LC-M:PLC SPLITTER | I032278 | COPFIBRNTWK | A | Test7899 | 7943 | C | NOS.
SUN-PLC108-900L1-LC-M:PLC SPLITTER | I032279 | COPFIBRNTWK | A | Test7900 | 7944 | C | NOS.
SUN-PLC116-900L1-LC-M:PLC SPLITTER | I032280 | COPFIBRNTWK | A | Test7901 | 7945 | C | NOS.
SUN-PLC104-2L1-LC-C:PLC SPLITTER | I032281 | COPFIBRNTWK | A | Test7902 | 7946 | C | NOS.
SUN-PLC108-2L1-LC-C:PLC SPLITTER | I032282 | COPFIBRNTWK | A | Test7903 | 7947 | C | NOS.
SUN-PLC116-2L1-LC-C:PLC SPLITTER | I032283 | COPFIBRNTWK | A | Test7904 | 7948 | C | NOS.
42U SERVER RACK WXDXH 24X40X73.5 INCH(SL152) | I032284 | SSRVRKS | A | Test7905 | 7949 | C | NOS.
F10053PACK-FIS BACKPACK BASIC FIBER OPTIC TOOL KIT | I032285 | COPFIBRNTWK | A | Test7906 | 7950 | C | NOS.
LEVEL 3 DOS MITIGATION | I032286 | VMAISPDH | B | Test7907 | 7951 | C | NOS.
REMOVAL & REINSTATEMENT OF WALKWAY SLAB(SL151) | I032287 | Sales Relat Ser | B | Test7908 | 7952 | C | NOS.
REMOVAL & REINSTATEMENT OF BRICKS(SL151) | I032288 | Sales Relat Ser | B | Test7909 | 7953 | C | NOS.
OMNIPCX ENTERPRISE SOFTWARE UPGRADE (SL153) | I032289 | Sales Relat Ser | B | Test7910 | 7954 | C | NOS.
REPAIR CHARGES | I032290 | VRECSPAR | B | Test7911 | 7955 | C | NOS.
AIR COUPLING QPM -2A ¼” | I032291 | CPWRTOOLS | A | Test7912 | 7956 | C | NOS.
AIR RIVETER | I032292 | CPWRTOOLS | A | Test7913 | 7957 | C | NOS.
COSEC DOOR FOP | I032293 | SSURVLNCE | A | Test7914 | 7958 | C | NOS.
COSEC PANEL LITE | I032294 | SSURVLNCE | A | Test7915 | 7959 | C | NOS.
EXIT SWITCH | I032295 | SSURVLNCE | A | Test7916 | 7960 | C | NOS.
EM LOCK | I032296 | SSURVLNCE | A | Test7917 | 7961 | C | NOS.
AIR-ACC1530-PMK2=POLE MOUNT KIT FOR AP1530 SERIES/TILT(SL129 | I032297 | SWIFIEQUIP | A | Test7918 | 7962 | C | NOS.
AIR-AP1852I-A-K9:802.11AC WAVE 2;4X4:4SS;INT ANT;A REG(SL129 | I032298 | SWIFIEQUIP | A | Test7919 | 7963 | C | NOS.
CON-SNT-AIRAP18K:SNTC-8X5XNBD 802.11AC WAVE 2; 4X4:4(SL129) | I032299 | SWIFIEQUIP | A | Test7920 | 7964 | C | NOS.
SW1850-CAPWAP-K9:CISCO AIRONET 1850 SERIES CAPWAP SW(SL129) | I032300 | SWIFIEQUIP | A | Test7921 | 7965 | C | NOS.
AIR-AP-BRACKET-2:802.11N AP UNIVERSAL MOUNTING BRACKT(SL129) | I032301 | SWIFIEQUIP | A | Test7922 | 7966 | C | NOS.
MXK-GPONX8-IO3:ROHS,MXK LINE CARD WITH 4 PORTS OF GPO(SL153) | I032302 | SOPFIBRNTWK | A | Test7923 | 7967 | C | NOS.
MXK-GPON-SFP-B+-RSSI:MXK GPON SFP B+OPTIC SUP.DGTL (SL153) | I032303 | SOPFIBRNTWK | A | Test7924 | 7968 | C | NOS.
ZPON-JMPR-SC/APC-SC/UPC-SM-3M:PON FIBR JMPR SM 3M(SL153) | I032304 | SOPFIBRNTWK | A | Test7925 | 7969 | C | NOS.
ZPON-JMPR-SC/APC-SC/APC-SM-3M:PON FIBR JMPR SM 3M(SL153) | I032305 | SOPFIBRNTWK | A | Test7926 | 7970 | C | NOS.
ZNID-GPON-2427A-UK:GPON ONT,INDOOR,2 POTS,4 GE,WIF PS(SL153) | I032306 | SOPFIBRNTWK | A | Test7927 | 7971 | C | NOS.
SUN-OCC-96SMC-B: OUTDOOR CROSS-CONNECT CABINET (SL152) | I032307 | SOPFIBRNTWK | A | Test7928 | 7972 | C | NOS.
SUN-ASC-AD: FIBER OPTIC ADAPTOR (SL152) | I032308 | SOPFIBRNTWK | A | Test7929 | 7973 | C | NOS.
SUN-ASC-1M-SM-SX-0.9P: FIBER OPTIC PIGTAIL(SL152) | I032309 | SOPFIBRNTWK | A | Test7930 | 7974 | C | NOS.
SUN-ASC-1M-ASC-SM-SX-2P: FIBER OPTIC PATCHCORD (SL152) | I032310 | SOPFIBRNTWK | A | Test7931 | 7975 | C | NOS.
SUN-ODB-RM3S-12SC: FIBER OPTIC TERMINAL BOX (SL152) | I032311 | SOPFIBRNTWK | A | Test7932 | 7976 | C | NOS.
SUN-SC-SM-AD:FIBER OPTIC ADAPTOR(SL152) | I032312 | SOPFIBRNTWK | A | Test7933 | 7977 | C | NOS.
SUN-SC-1M-SM-SX-0.9P: FIBER OPTIC PIGTAIL(SL152) | I032313 | SOPFIBRNTWK | A | Test7934 | 7978 | C | NOS.
SUN-PLC132-2L1.5-ASC-C: PLC SPLITTER (SL152) | I032314 | SOPFIBRNTWK | A | Test7935 | 7979 | C | NOS.
SUN-PLC116-2L1.5-ASC-C: PLC SPLITTER (SL152) | I032315 | SOPFIBRNTWK | A | Test7936 | 7980 | C | NOS.
SUN-OCC-96SMC-B: OUTDOOR CROSS-CONNECT CABINET (SL153) | I032316 | SOPFIBRNTWK | A | Test7937 | 7981 | C | NOS.
SUN-ASC-AD: FIBER OPTIC ADAPTOR (SL153) | I032317 | SOPFIBRNTWK | A | Test7938 | 7982 | C | NOS.
SUN-ASC-1M-SM-SX-0.9P: FIBER OPTIC PIGTAIL(SL153) | I032318 | SOPFIBRNTWK | A | Test7939 | 7983 | C | NOS.
SUN-ASC-1M-ASC-SM-SX-2P: FIBER OPTIC PATCHCORD (SL153) | I032319 | SOPFIBRNTWK | A | Test7940 | 7984 | C | NOS.
SUN-ODB-RM3S-48SC: FIBER OPTIC TERMINAL BOX(SL153) | I032320 | SOPFIBRNTWK | A | Test7941 | 7985 | C | NOS.
SUN-SC-SM-AD:FIBER OPTIC ADAPTOR(SL153) | I032321 | SOPFIBRNTWK | A | Test7942 | 7986 | C | NOS.
SUN-SC-1M-SM-SX-0.9P: FIBER OPTIC PIGTAIL(SL153) | I032322 | SOPFIBRNTWK | A | Test7943 | 7987 | C | NOS.
SUN-PLC132-2L1.5-ASC-C: PLC SPLITTER (SL153) | I032323 | SOPFIBRNTWK | A | Test7944 | 7988 | C | NOS.
SUN-PLC116-2L1.5-ASC-C: PLC SPLITTER (SL153) | I032324 | SOPFIBRNTWK | A | Test7945 | 7989 | C | NOS.
SUN-EYDFA-8P19-M-2AC:FIBER AMPLIFIER(SL153) | I032325 | SOPFIBRNTWK | A | Test7946 | 7990 | C | NOS.
SUN-CATV-T15D02-AC: CATV OPTICAL TRANSMITTER (SL153) | I032326 | SOPFIBRNTWK | A | Test7947 | 7991 | C | NOS.
DELL POWER CONNECT 2848I SWITCH | I032327 | OMODROUT | A | Test7948 | 7992 | C | NOS.
SPARE POWER MODULE SYPM10K16H | I032330 | OPWR SYSTEM | A | Test7949 | 7993 | C | NOS.
GALAXY GEAR SPORTS BLUE SM-R600 | I032331 | OMISC | A | Test7950 | 7994 | C | NOS.
GALAXY GEAR SPORTS BLACK SM-R600 | I032332 | OMISC | A | Test7951 | 7995 | C | NOS.
IPHONE 7 BLACK 128GB | I032333 | OMOBHSET | A | Test7952 | 7996 | C | NOS.
12U SERVER RACK-600 X 540MM(SL122) | I032334 | SSRVRKS | A | Test7953 | 7997 | C | NOS.
7 W AY 19" POWER PANEL - UK SOCKET PDU(SL122) | I032335 | SSRVRACS | A | Test7954 | 7998 | C | NOS.
42U SERVER RACK WXDXH 24X40X73.5 INCH(SL122) | I032336 | SSRVRKS | A | Test7955 | 7999 | C | NOS.
TRENCHING & BACKFILLING DEPTH OF COVER 600MM | I032337 | Cap Related Ser | B | Test7956 | 8000 | C | NOS.
WALL MOUNT CABINET HEIGHT 12U WIDTH 600MM BLACK(SL122) | I032338 | SSRVRKS | A | Test7957 | 8001 | C | NOS.
19" POWER DISTRIBUTION UNITS W/ALU BODY UK TYPE 6 OUTL(SL122 | I032339 | SSRVRKS | A | Test7958 | 8002 | C | NOS.
TONER CARTRIDGE HP CF279A BLACK | I032340 | OSTNMAT | A | Test7959 | 8003 | C | NOS.
WALL MOUNT CABINET, HEIGHT 18U,WIDTH 600MM, D600MM,BK(SL122) | I032341 | SSRVRKS | A | Test7960 | 8004 | C | NOS.
FC-10-00305-900-02-12: UTM BUNDLE (8X5 FORTICARE PLUS) | I032342 | VMAINT&SC | B | Test7961 | 8005 | C | NOS.
ROD TO CABLE CLAMP 3/4 HCC-4 | I032343 | CINSTMAT | A | Test7962 | 8006 | C | NOS.
COPPER BONDED GROUNDING ROD(16MMX5/8"X1800MM LONG) | I032344 | CLGTSPSP | A | Test7963 | 8007 | C | NOS.
RACK MOUNT SM 24C ODF FULLY LOADED GLASS DUST SHIELD | I032345 | SSRVRACS | A | Test7964 | 8008 | C | NOS.
MEDIA CONVERTER 10/100/1000M SINGLE MODE 10KM- 1310/1550 | I032346 | SOPFIBRNTWK | A | Test7965 | 8009 | C | NOS.
MEDIA CONVERTER 10/100/1000M SINGLE MODE 10KM- 1550/1310 | I032347 | SOPFIBRNTWK | A | Test7966 | 8010 | C | NOS.
J9774A:ARUBA 2530 8G POE+ SWITCH(SL145) | I032348 | SSRVRACS | A | Test7967 | 8011 | C | NOS.
J9772A:ARUBA 2530 48G POE+ SWITCH(SL145) | I032349 | SSRVRACS | A | Test7968 | 8012 | C | NOS.
J9773A:ARUBA 2530 24G POE+ SWITCH(SL145) | I032350 | SSRVRACS | A | Test7969 | 8013 | C | NOS.
J4859C:HPE X121 1G SFP LC LX TRANSCEIVER(SL145) | I032351 | SSRVRACS | A | Test7970 | 8014 | C | NOS.
COMMUNICATION MAINTENANCE KIT(220V/METRIC SIZE | I032352 | CPWRTOOLS | A | Test7971 | 8015 | C | NOS.
OTHER PROPERTY RENTALS | I032353 | VOTHPROPREN | B | Test7972 | 8016 | C | NOS.
RBC55:APC REPLACEMENT BATTERY CARTRIDGE #55 | I032354 | OSRVRACS | A | Test7973 | 8017 | C | NOS.
AP9631:UPS NETWROK MANAGEMENT CARD 2 WITH ENVRMNT MONITORING | I032355 | OSRVRACS | A | Test7974 | 8018 | C | NOS.
CX-4G15-146 EMC 4GB/S 146GB 15K RPM FC HARD DRIVE | I032356 | OSRVRACS | A | Test7975 | 8019 | C | NOS.
WALL MOUNT CABINET 12U W600MM BLACK | I032357 | SSRVRKS | A | Test7976 | 8020 | C | NOS.
CAT6 180D UTP PATCH PANEL DUAL TYPE IDC 48 PORTS | I032358 | SINSTMAT | A | Test7977 | 8021 | C | NOS.
NII-50022-A3:INFRARED IP 1080P INDOOR AVF | I032359 | SSURVLNCE | A | Test7978 | 8022 | C | NOS.
70-0478 DELL EQUALLOGIC TYPE 17 PS4110 CONTROLLER YELLOW | I032360 | OSRVRACS | A | Test7979 | 8023 | C | NOS.
KRAMER VS-611DT | I032361 | CMODROUT | A | Test7980 | 8024 | C | NOS.
OS6350-P10:GE FIXED CHASSIS WITH 8 X POE+RJ-45 | I032362 | OCRITICAL-ITEMS | A | Test7981 | 8025 | C | NOS.
OS6350-RM-19-L SIMPLE L-BRACKET FOR MOUNTING A SINGLE | I032363 | OCRITICAL-ITEMS | A | Test7982 | 8026 | C | NOS.
SFP-GIG-SX:1000BASE-SX GIGABIT ETHERNET OPTICAL TRNCVR | I032364 | OCRITICAL-ITEMS | A | Test7983 | 8027 | C | NOS.
OS6860-CBL-300:20 GIGABIT DIRECT ATTCH STACK CU CBL 3M QSFP | I032365 | OCRITICAL-ITEMS | A | Test7984 | 8028 | C | NOS.
OS6860E-U28: GIGE L3 CHASSIS WITH 28X 100/1000 BASE-X SFP PT | I032366 | OCRITICAL-ITEMS | A | Test7985 | 8029 | C | NOS.
OAW-AP1101-RW OMNIACCESS STELLAR AP1101. DUAL RADIO 2X2 | I032367 | OCRITICAL-ITEMS | A | Test7986 | 8030 | C | NOS.
OAW-AP1251-RW OMNIACCESS STELLAR AP1251 OUTDOOR ACCESS POIN | I032368 | OCRITICAL-ITEMS | A | Test7987 | 8031 | C | NOS.
OAW-AP1221-RW:OMNIACCESS STELLAR AP1221.DUAL RADIO 2X22 4X44 | I032369 | OCRITICAL-ITEMS | A | Test7988 | 8032 | C | NOS.
UPS 600VA BX600C-IN NEXT GEN 600VA UPS(SL151) | I032370 | SSRVRACS | A | Test7989 | 8033 | C | NOS.
SUN-NC6612U-MS2F1S1P6:NETWORK CABINET | I032371 | OSRVRKS | A | Test7990 | 8034 | C | NOS.
12V 90AH ENEX SEALED MF MARINE & RV BATTERY | I032372 | OPWR SYSTEM | A | Test7991 | 8035 | C | NOS.
F10053PACK:FIS BACKPACK BASIC FIBER OPTIC TOOL KIT | I032373 | OINSTMAT | A | Test7992 | 8036 | C | NOS.
TRENCHING & BACKFILLING DEPTH COVER OF 450MM | I032374 | VFIXBBHO | B | Test7993 | 8037 | C | NOS.
REMOVAL & REINSTATEMENT OF FOOTWAY BOX COVER | I032376 | VFIXBBHO | B | Test7994 | 8038 | C | NOS.
REMOVAL AND REINSTATEMENT OF BRICKS | I032377 | VFIXBBHO | B | Test7995 | 8039 | C | NOS.
42U SERVER RACK WIDTH X DEPTH600X1000MM BLK-WT2041D42(SL140) | I032378 | SSRVRKS | A | Test7996 | 8040 | C | NOS.
MACBOOK PRO 15.6” TOUCH BAR AND TOUCH ID(SL151) | I032379 | SLPTPCMPT | A | Test7997 | 8041 | C | NOS.
CABLE TIE BLACK 6.8X340MM(PKT OF 100) | I032380 | CINSTMAT | A | Test7998 | 8042 | C | NOS.
FULLY LOADED ODF 12 PORT 2U MM RACK MOUNT –SC/PC(SL122) | I032381 | SSRVRKS | A | Test7999 | 8043 | C | NOS.
DC BREAKER SWITCH(30A) | I032382 | OSPRVEHBT | A | Test8000 | 8044 | C | NOS.
DC BREAKER SWITCH(25A) | I032383 | OSPRVEHBT | A | Test8001 | 8045 | C | NOS.
RACK MOUNT SM 12C ODF FULLY LOADED(SL140) | I032384 | SOPFIBRNTWK | A | Test8002 | 8046 | C | NOS.
24 PORT UTP PATCH PANEL WITH 24 PCS KEYSTONE JACK(SL145) | I032385 | SINSTMAT | A | Test8003 | 8047 | C | NOS.
48 PORT CAT6 PATCH PANEL WITH CABLE MANAGEMENT(SL145) | I032386 | SINSTMAT | A | Test8004 | 8048 | C | NOS.
CAT6 PATCH CORD – BLUE 1M | I032387 | SINSTMAT | A | Test8005 | 8049 | C | NOS.
SC-APC TO LC-UPC PATCH CORD 1M(SL145) | I032388 | SINSTMAT | A | Test8006 | 8050 | C | NOS.
OUTDOOR ENCLOSURE BOX W13.78 H18.31 D7.87(INCH)(SL145) | I032389 | SINSTMAT | A | Test8007 | 8051 | C | NOS.
HI BOX VENTILATOR 60MM DS-VH-60(SL145) | I032390 | SINSTMAT | A | Test8008 | 8052 | C | NOS.
HIBOX PLASTIC MOUNTING PANEL DS -3546 P/L(SL145) | I032391 | SINSTMAT | A | Test8009 | 8053 | C | NOS.
INDUSTRIAL POE SWITCH MODEL:IPS31032S-S | I032392 | OINSTMAT | A | Test8010 | 8054 | C | NOS.
SFP-2612-T | I032393 | OINSTMAT | A | Test8011 | 8055 | C | NOS.
PATCH CORD-SM LC/UPC - SC/UPC DX 10M | I032394 | OINSTMAT | A | Test8012 | 8056 | C | NOS.
MEDIA CONVERTER 10/100/1000M SINGLE MODE 10KM- 1 DUPLEX | I032395 | OINSTMAT | A | Test8013 | 8057 | C | NOS.
XEROX VERSANT 180 PRINTER | I032396 | CMISC | A | Test8014 | 8058 | C | NOS.
DELL INSPIRON 15 3567-2081SG | I032397 | CLPTPCMPT | A | Test8015 | 8059 | C | NOS.
MOBILE HANDSET SAMSUNG A5 2017 A520F/DS 32GB BLACK | I032398 | OMOBHSET | A | Test8016 | 8060 | C | NOS.
ELECTRIC CABLE 1C X 2.5MM(330FT) – G/Y | I032399 | OINSTMAT | A | Test8017 | 8061 | C | Roll
CUTTER | I032400 | OTOOLS | A | Test8018 | 8062 | C | NOS.
PLIER SET MINI | I032401 | OTOOLS | A | Test8019 | 8063 | C | NOS.
SOLDERING COIL | I032402 | OTOOLS | A | Test8020 | 8064 | C | NOS.
SOLDERING IRON | I032403 | OTOOLS | A | Test8021 | 8065 | C | NOS.
SOLDERING IRON ARROW | I032404 | OTOOLS | A | Test8022 | 8066 | C | NOS.
DEVELOPING A STORY BOOK | I032405 | V-Branding | B | Test8023 | 8067 | C | NOS.
SLAST12R5 STANDARD SUPPORT, 12 MONTH TERM, 5 DAY RMA SHIPPIN | I032406 | VMAISPDH | B | Test8024 | 8068 | C | NOS.
CISCO C897VA-M-K9 | I032407 | OMODROUT | A | Test8025 | 8069 | C | NOS.
QSE01791CLS80N CL1791 QUICK STEP CLASSIC WALNUT 2 STRIP | I032408 | CSITEMAINT | A | Test8026 | 8070 | C | sq. ft
QSSKR01791MD240 QUICK STEP STANDARD SKIRTING/WALL BASE | I032409 | CSITEMAINT | A | Test8027 | 8071 | C | Pcs
QSINCP01791MD215 QUICK STEP INCIZO PROFILE(2150X48X13MM)WALN | I032410 | CSITEMAINT | A | Test8028 | 8072 | C | Pcs
QSUDLBP15 QUICK STEL SILENT WALK 2 IN 1 UNDERLAY 15M2/ROLL | I032411 | CSITEMAINT | A | Test8029 | 8073 | C | Sq. ft
PAPER FILTER BAG | I032412 | CSITEMAINT | A | Test8030 | 8074 | C | NOS.
CAT6 BOOT-MIX COLOUR(SL151) | I032413 | SINSTMAT | A | Test8031 | 8075 | C | NOS.
TRANSPORT CHARGES | I032414 | VREPVHVS | B | Test8032 | 8076 | C | NOS.
ANNUAL APPLIANCE SUPPORT SERVICES FOR TEMS POCKET IN MONTHS | I032416 | VMASPMO | B | Test8033 | 8077 | C | NOS.
ANNUAL SW SUPPORT SERVICES FOR TEMS POCKET IN MONTHS | I032417 | VMASPMO | B | Test8034 | 8078 | C | NOS.
ANNUAL SUPPORT SERVICES FOR RE PLANNING 8X5 IN MONTHS | I032418 | VMASPMO | B | Test8035 | 8079 | C | NOS.
MAJOR REPAIR KIT. P/N:SH25038 | I032419 | OSPRVEHBT | A | Test8036 | 8080 | C | NOS.
O-RING AFTERCOOLER. P/N:JD-R515388 | I032420 | OSPRVEHBT | A | Test8037 | 8081 | C | NOS.
DHIRAAGU AIRPORT LED SIGNBOARD | I032421 | CSITEMAINT | A | Test8038 | 8082 | C | NOS.
CORAL STAINLESS STEEL HINGES 2" | I032422 | OINSTMAT | A | Test8039 | 8083 | C | NOS.
CABLE TIE WHITE 4.7X300MM 100PCS/PKT | I032423 | OINSTMAT | A | Test8040 | 8084 | C | NOS.
BATTERY MAINTENANCE FREE 70AMPS | I032424 | OPWR SYSTEM | A | Test8041 | 8085 | C | NOS.
GS YUASA BATTERY UXF100-12FR | I032425 | OCRITICAL-ITEMS | A | Test8042 | 8086 | C | NOS.
500GB EXTERNAL HDD | I032426 | OMISC | A | Test8043 | 8087 | C | NOS.
MA5673 MDU FOR TESTING | I032427 | OTESTEQ | A | Test8044 | 8088 | C | NOS.
TRUNK CABLE FOR TEST MDU | I032428 | OTESTEQ | A | Test8045 | 8089 | C | NOS.
PATCH CORD FOR TEST MDU | I032429 | OTESTEQ | A | Test8046 | 8090 | C | NOS.
GELCOAT LS 30 PA MAJESTY WHITE (20KG/PAIL ) | I032430 | OMISC | A | Test8047 | 8091 | C | NOS.
DELL S2418H 23.8" 16:9 IPS MONITOR | I032431 | CMISC | A | Test8048 | 8092 | C | NOS.
3KVA INVERTER SYSTEM | I032432 | ORECTSP | A | Test8049 | 8093 | C | NOS.
1.5KVA INVERTER MODULE | I032433 | ORECTSP | A | Test8050 | 8094 | C | NOS.
2TB EXTERNAL HDD | I032434 | OPCACSRS | A | Test8051 | 8095 | C | NOS.
NII-51022-V3: INFRARED IP DOME 1080P INDOOR | I032435 | CSURVLNCE | A | Test8052 | 8096 | C | NOS.
WT-2230A-12U:9U SERVER RACK(W-600MM/D-540MM)(SL139) | I032436 | SSRVRKS | A | Test8053 | 8097 | C | NOS.
WT-2041D-42U:42U SERVER RACK BLACK(W24XD40XH73.5INCH)(SL139) | I032437 | SSRVRKS | A | Test8054 | 8098 | C | NOS.
M10 45663 DIAGONAL PLIER 4-1/2” | I032438 | OTOOLS | A | Test8055 | 8099 | C | NOS.
M10 LE-343 HEADLIGHT | I032439 | OTOOLS | A | Test8056 | 8100 | C | NOS.
M10 LOW VOLTAGE TESTER 12MM | I032440 | OTOOLS | A | Test8057 | 8101 | C | NOS.
M10 NEW HLCP6” COMBINATION PLIER | I032441 | OTOOLS | A | Test8058 | 8102 | C | NOS.
TAJIMA SEALANT APPLICATOR CNV-100 | I032442 | OTOOLS | A | Test8059 | 8103 | C | NOS.
TOOL BACKPACK | I032443 | OTOOLS | A | Test8060 | 8104 | C | NOS.
RACK MNT ODF PATCH PANEL DRWR TYP P1 SER,48C FULY LOAD(SL139 | I032444 | SSRVRKS | A | Test8061 | 8105 | C | NOS.
METAL LOCK COVER USER FOR GLASS DOOR | I032445 | OSITEMAINT | A | Test8062 | 8106 | C | NOS.
INFRARED TOUCHLESS SENSOR BUTTON 86X86X26MM | I032446 | OSITEMAINT | A | Test8063 | 8107 | C | NOS.
18V RECIPROCATING SAW LI-ION 365 AEG | I032447 | CTOOLS | A | Test8064 | 8108 | C | NOS.
BLADE SAWZAL 6" 24T PK5 2007888 | I032448 | CTOOLS | A | Test8065 | 8109 | C | NOS.
BLADE SAWZAL 6" 6T PK5 2072932 | I032449 | CTOOLS | A | Test8066 | 8110 | C | NOS.
BLADE SAWZAL 4" 18T PK5 | I032450 | CTOOLS | A | Test8067 | 8111 | C | NOS.
NARADA BATTERY 12NDT100S | I032451 | CPWR SYSTEM | A | Test8068 | 8112 | C | NOS.
NARADA BATTERY 12NDF150 | I032452 | CPWR SYSTEM | A | Test8069 | 8113 | C | NOS.
ENGINEERS FEE | I032453 | Cap Related Ser | B | Test8070 | 8114 | C | NOS.
ISR4331-AX/K9:CISCO ISR 4331 AX BUNDLE W/ APP,SEC LIC | I032454 | SSRVRACS | A | Test8071 | 8115 | C | NOS.
CON-SNT-ISR4331AX:SNTC-8X5XNBD CISCO ISR 4331 AX BUNDLE | I032455 | SSRVRACS | A | Test8072 | 8116 | C | NOS.
SL-4330-IPB-K9:IP BASE LICENSE FOR CISCO ISR 4330 SERIES | I032456 | Sales Relat Ser | B | Test8073 | 8117 | C | NOS.
SL-4330-APP-K9:APPX LICENSE FOR CISCO ISR 4330 SERIES | I032457 | Sales Relat Ser | B | Test8074 | 8118 | C | NOS.
FL-4330-PERF-K9:PERFORMANCE ON DEMAND LICENSE FOR 4330 SERIE | I032458 | Sales Relat Ser | B | Test8075 | 8119 | C | NOS.
MEM-4300-4GU8G:4G TO 8G DRAM UPGRADE (4G+4G) FOR CISCO ISR 4 | I032459 | SSRVRACS | A | Test8076 | 8120 | C | NOS.
NIM-ES2-4:4-PORT LAYER 2 GE SWITCH NETWORK INTERFACE MODULE | I032460 | SSRVRACS | A | Test8077 | 8121 | C | NOS.
PWR-4330-AC:AC POWER SUPPLY FOR CISCO ISR 4330 | I032461 | SSRVRACS | A | Test8078 | 8122 | C | NOS.
ISRWAAS-RTU-750:ISRWAAS 750 CONNS RTU FOR ISR4300 SERIES | I032462 | SSRVRACS | A | Test8079 | 8123 | C | NOS.
CON-ECMU-ISRW750:SWSS UPGRADES ISRWAAS 750 CONNS RT | I032463 | Sales Relat Ser | B | Test8080 | 8124 | C | NOS.
VWAAS-RTU-1300:VWAAS 1300 CONNS RTU FOR UCS-E ON SINGLE ISR | I032464 | Sales Relat Ser | B | Test8081 | 8125 | C | NOS.
CON-ECMU-VWS1300:SWSS UPGRADES VWAAS 1300 CONNS RTU | I032465 | Sales Relat Ser | B | Test8082 | 8126 | C | NOS.
SL-4330-SEC-K9:SECURITY LICENSE FOR CISCO ISR 4330 SERIES | I032466 | Sales Relat Ser | B | Test8083 | 8127 | C | NOS.
SM-S-BLANK:REMOVABLE FACEPLATE FOR SM SLOT ON CISCO 2900,390 | I032467 | SSRVRACS | A | Test8084 | 8128 | C | NOS.
ASR1001-X:CISCO ASR1001-X CHASSIS,6 BUILT-IN GE,DUAL P/S 8GB | I032468 | SSRVRACS | A | Test8085 | 8129 | C | NOS.
CON-SSS2P-ASR1001X:SOLN SUPP 24X7X2 CISCO ASR1001-X CHASSIS, | I032469 | Sales Relat Ser | B | Test8086 | 8130 | C | NOS.
SLASR1-AES:CISCO ASR 1000 ADVANCED ENTERPRISE SERVICES LICEN | I032470 | Sales Relat Ser | B | Test8087 | 8131 | C | NOS.
CON-SSS2P-SLASR1AM:SOLN SUPP 24X7X2 CISCO ASR 1000 ADVANCED | I032471 | Sales Relat Ser | B | Test8088 | 8132 | C | NOS.
ASR1K-OTHER:APPLICATIONS FOR ENTERPRISE OR SP- TRACKING ONLY | I032472 | Sales Relat Ser | B | Test8089 | 8133 | C | NOS.
M-ASR1001X-8GB:CISCO ASR1001-X 8GB DRAM | I032473 | SSRVRACS | A | Test8090 | 8134 | C | NOS.
SPA-BLANK:BLANK COVER FOR REGULAR SPA | I032474 | SSRVRACS | A | Test8091 | 8135 | C | NOS.
SASR1K1XUNLIK9-166:CISCO ASR1001-X IOS XE UNIVERSAL W/O LI | I032475 | Sales Relat Ser | B | Test8092 | 8136 | C | NOS.
ASR1001-X-PWR-AC:CISCO ASR1001-X AC POWER SUPPLY | I032476 | SSRVRACS | A | Test8093 | 8137 | C | NOS.
CAB-L620P-C13-US:POWER CORD, 250VAC, 15A, NEMA L6-20 TO C13, | I032477 | SSRVRACS | A | Test8094 | 8138 | C | NOS.
DELL PRECISION 5820 TOWER | I032478 | CSRVRS | A | Test8095 | 8139 | C | NOS.
CON-SNT-ISR4321AX:SNTC-8X5XNBD CISCO ISR 4321 AX BUNDLE W/ A | I032479 | Cap Related Ser | B | Test8096 | 8140 | C | NOS.
SSD-MSATA-200G:200 GB, SATA SOLID STATE DISK FOR CISCO ISR 4 | I032480 | CSRVRACS | A | Test8097 | 8141 | C | NOS.
SF-I4320-6.2-NPE:ISR WAAS RELEASE 6.2 NO PAYLOAD ENCRYPTION | I032481 | Cap Related Ser | B | Test8098 | 8142 | C | NOS.
CACTUS/PLANTS.ETC | I032482 | OMISC | A | Test8099 | 8143 | C | NOS.
SS304 HEX NUTS 6MM | I032483 | CINSTMAT | A | Test8100 | 8144 | C | NOS.
STASS304 HEX BOLT 6MMX20MM | I032484 | CINSTMAT | A | Test8101 | 8145 | C | NOS.
SS304 FLAT WASHER 6MM | I032485 | CINSTMAT | A | Test8102 | 8146 | C | NOS.
CAKE | I032486 | VSTAFEVE | B | Test8103 | 8147 | C | NOS.
CANON COLOUR LASER PRINTER LBP 841CDN (A3 SIZE) | I032487 | CMISC | A | Test8104 | 8148 | C | NOS.
MS SHEET 4FTX8FT 1.5MM THICKNESS | I032488 | CINSTMAT | A | Test8105 | 8149 | C | NOS.
MS ANGLE BAR 1"X1"X3MM, 5.8MTR | I032489 | CINSTMAT | A | Test8106 | 8150 | C | NOS.
PULL CABLE IN DUCT 10 TO 20 PAIR | I032490 | VFIXBBHO | B | Test8107 | 8151 | C | NOS.
U BRACKET FOR FRAMELESS GLASS DOOR | I032491 | OINSTMAT | A | Test8108 | 8152 | C | NOS.
CABLE MANAGEMENT PANEL 2U | I032492 | OINSTMAT | A | Test8109 | 8153 | C | NOS.
SUN-TCC-SMC600:TELEPHONE CROSS-CONNECT CABINET 600 PAIRS | I032493 | OOTHTELEQ | A | Test8110 | 8154 | C | NOS.
DELL LATITUDE 3490 LAPTOP | I032494 | CLPTPCMPT | A | Test8111 | 8155 | C | NOS.
TOOLKIT WITH EXTENDED SUPPORT | I032495 | VMASPMO | B | Test8112 | 8156 | C | NOS.
DELL OPTIPLEX 3050 MINI TOWER | I032496 | CSRVRS | A | Test8113 | 8157 | C | NOS.
MEMORY MODULE HP 54GB(8X8GB)KIT 8GB 2RX4 PC3-10600R 1333MHZ | I032497 | OPCACSRS | A | Test8114 | 8158 | C | NOS.
BSF1800AE3:BARRACUDA EMAIL SECURITY GATEWAY 800 3 YEAR EU | I032500 | VMAISPDH | B | Test8115 | 8159 | C | NOS.
BSF1800AH3:BARRACUDA EMAIL SECURITY GATEWAY 800 3 YEAR IR | I032501 | VMAISPDH | B | Test8116 | 8160 | C | NOS.
GEAR SPORTS BLUE SM-R600 | I032502 | POSG12 | A | Test8117 | 8161 | A | NOS.
GEAR SPORTS BLACK SM-R600 | I032503 | POSG12 | A | Test8118 | 8162 | A | NOS.
TELEPHONE SET HT60(SL152) | I032504 | STELEEQ | A | Test8119 | 8163 | C | NOS.
15” MACBOOK PRO WITH TOUCH BAR,QUAD-CORE I7-SPACEGRAY(SL151) | I032505 | SLPTPCMPT | A | Test8120 | 8164 | C | NOS.
MACBOOK PRO 13",3.1GHZ DUAL-CORE INTELCORE I5PROCESSOR(SL151 | I032506 | SLPTPCMPT | A | Test8121 | 8165 | C | NOS.
AI-7 FIBER FUSION SPLICER | I032507 | COPFIBRNTWK | A | Test8122 | 8166 | C | NOS.
P8000/P7000 STANDARD LIFE CARTRIDGE RIBBON (P/N:255049-103) | I032508 | OSTNMAT | A | Test8123 | 8167 | C | NOS.
CROSS CONNECTION AT TELEHOUSE BETWEEN DRG AND REL | I032509 | Cap Related Ser | B | Test8124 | 8168 | C | NOS.
TRAINING FEE | I032510 | Cap Related Ser | B | Test8125 | 8169 | C | NOS.
MAMEN USER GUIDE | I032513 | POSG24 | A | Test8126 | 8170 | C | NOS.
F00OPCM18:OPTICAL CABLE PARTS,DLC/PC,DLC/PC,MULTIMODE,80M,2 | I032514 | CMOBSWEQ | A | Test8127 | 8171 | C | NOS.
FDLC0PC10:OPTICAL CABLE PARTS,DLC/PC,DLC/PC,MULTIMODE,100M,2 | I032515 | CMOBSWEQ | A | Test8128 | 8172 | C | NOS.
A12FJKG03:DBS ANTENNA FEEDER INSTALLATION AUXILIARY KIT PER | I032516 | CMOBSWEQ | A | Test8129 | 8173 | C | NOS.
RA100003:RADIO FREQUENCY CABLE,3M,DIN50SMII,COAX50-8.7/3.55, | I032517 | CMOBSWEQ | A | Test8130 | 8174 | C | NOS.
A12FJKG03:DBS ANTENNA FEEDER INSTALLATION AUXILIARY KIT PERS | I032518 | CMOBSWEQ | A | Test8131 | 8175 | C | NOS.
RA100002:RADIO FREQUENCY CABLE,2M,DIN50SMII,COAX50-8.7/3.55, | I032519 | CMOBSWEQ | A | Test8132 | 8176 | C | NOS.
RF COAXIAL CONNECTOR,4.3-10,50OHM,STRAIGHT,MALE,1/2''SUPERFL | I032520 | CMOBSWEQ | A | Test8133 | 8177 | C | NOS.
GM-JMP-CON-DIN:COAXIAL CONNECTOR,7/16 DIN,50OHM,PLUG/STRAIGH | I032521 | CMOBSWEQ | A | Test8134 | 8178 | C | NOS.
ZNID-GPON-2427A-UK:GPON ONT,INDOOR,2 POTS,4 GE,WIF UK POWER | I032522 | SWIFIEQUIP | A | Test8135 | 8179 | C | NOS.
J4859C: HP X121 1G SFP LC LX TRANSCEIVER | I032523 | SOPFIBRNTWK | A | Test8136 | 8180 | C | NOS.
NTI-50022-A3S:INFRARED IP BULLET 1080P IP66 AVF SMBPKG | I032524 | SSURVLNCE | A | Test8137 | 8181 | C | NOS.
901-1205-XX00:RUKUS WIRELESS CONTROLLER ZONEDIRECTOR 1200 | I032525 | SOPFIBRNTWK | A | Test8138 | 8182 | C | NOS.
802-1205-1000:PARTNER WATCHDOG SUPPORT ZONEDIRCTR 1205 1 YR | I032526 | Sales Relat Ser | B | Test8139 | 8183 | C | NOS.
802-1201-1L00:PARTNR WATCHDOG SUPP/ZONEDIRECTR 1AP UPGRAD,1Y | I032527 | Sales Relat Ser | B | Test8140 | 8184 | C | NOS.
ACD110-12:INTEGRAL ACTUATOR FOR DEUTZ 1011 TYPE ENGINE | I032528 | OGENTSP | A | Test8141 | 8185 | C | NOS.
GENERATING SET VOLVO - KGVP630 | I032529 | CPWR SYSTEM | A | Test8142 | 8186 | C | NOS.
SECURECRT+ SECUREFX | I032530 | Cap Related Ser | B | Test8143 | 8187 | C | NOS.
BATTERY GEL 150AMPS | I032531 | OPWR SYSTEM | A | Test8144 | 8188 | C | NOS.
LAMITAK HPL LALO RAMBLAS 4'X8'0.7MM | I032532 | CSITEMAINT | A | Test8145 | 8189 | C | NOS.
NUDE CORE 4'X8'X1MM | I032533 | CSITEMAINT | A | Test8146 | 8190 | C | NOS.
PRODUCTION OF SIGNBOARDS | I032534 | Cap Related Ser | B | Test8147 | 8191 | C | NOS.
WASHER SPRING:P/N:929901010000 | I032535 | OENGSPARES | A | Test8148 | 8192 | C | NOS.
BOLT WITH WASHER. P/N: 9011910M8900 | I032536 | OENGSPARES | A | Test8149 | 8193 | C | NOS.
BOLT. P/N: 970951004500 | I032537 | OENGSPARES | A | Test8150 | 8194 | C | NOS.
WASHER, PLATE. P/N: 929901060000 | I032538 | OENGSPARES | A | Test8151 | 8195 | C | NOS.
AIR-ANT2524DW-R = EXTERNAL ANTENNA FOR AIR-CAP2702E-E-K9 | I032540 | CWIFIEQUIP | A | Test8152 | 8196 | C | NOS.
HOSE FOR FOAM 9LTR FIRE EXTINGUISHERS | I032541 | OHEALTHSAFETY | A | Test8153 | 8197 | C | NOS.
DCP 2KG FIR EXTINGUISHERS | I032542 | OHEALTHSAFETY | A | Test8154 | 8198 | C | NOS.
5501ND-ER:NO DIAL EMERGENCY(WALL)PHONE RED/BLACK | I032543 | OTELEEQ | A | Test8155 | 8199 | C | NOS.
DELL OPTIPLEX 3050MT | I032544 | SSRVRS | A | Test8156 | 8200 | C | NOS.
BOAT HIRE (SL151) | I032545 | Sales Relat Ser | B | Test8157 | 8201 | C | NOS.
SUN-PLC102-900L1- SC-M: FIBER OPTIC SPLITTER | I032546 | OINSTMAT | A | Test8158 | 8202 | C | NOS.
SUN-ODB-RM3S- 12SC: FIBER OPTIC TERMINAL BOX | I032547 | OINSTMAT | A | Test8159 | 8203 | C | NOS.
RECTIFIER MODULE R48-3500E HE 3500W RECTIFIER MODULE | I032548 | ORECTSP | A | Test8160 | 8204 | C | NOS.
CIVIL WORK(SL151) | I032549 | Sales Relat Ser | B | Test8161 | 8205 | C | NOS.
MIGRATION FROM TMV CORPORATE 12 - TEAMVIEWER CORPRATE SUBSCR | I032550 | VMAINT&SC | B | Test8162 | 8206 | C | NOS.
CISCO D9865H SATELLITE RECEIVER | I032551 | CSRVRACS | A | Test8163 | 8207 | C | NOS.
FOOD/ACCOMODATION(SL151) | I032552 | Sales Relat Ser | B | Test8164 | 8208 | C | NOS.
CONAX CAM | I032553 | CSRVRACS | A | Test8165 | 8209 | C | NOS.
IT061988:KUMO 6464, COMPACT 64X64 3G-SDI ROUTER | I032554 | CMODROUT | A | Test8166 | 8210 | C | NOS.
IT061987:2RU HARDWARE CONTROL PANEL FOR KUMO ROUTERS | I032555 | CMODROUT | A | Test8167 | 8211 | C | NOS.
BICYCLE | I032556 | OMISC | A | Test8168 | 8212 | C | NOS.
CONCRETE BLOCK 200X200X750MM | I032558 | CSITEMAINT | A | Test8169 | 8213 | C | NOS.
DELL S2418H 23.8" FULL HD LED -BACKLIT, HDR MONITOR (SL151) | I032559 | SMISC | A | Test8170 | 8214 | C | NOS.
MSI GEFORCE GTX 1050 TI AERO ITX 4G OCV1 GRAPHIC CARD(SL151) | I032560 | SMISC | A | Test8171 | 8215 | C | NOS.
TCL-TV-UHD 4K SMART WIFI ANDROID 65"(SL151) | I032561 | SMISC | A | Test8172 | 8216 | C | NOS.
ANCHOR LIGHT 5 COLOUR | I032562 | CSITEMAINT | A | Test8173 | 8217 | C | NOS.
LAMINATED TARPAULIN 30'X18' | I032563 | CSITEMAINT | A | Test8174 | 8218 | C | NOS.
LAMINATED TARPAULIN 24'X18' | I032564 | CSITEMAINT | A | Test8175 | 8219 | C | NOS.
SAMSUNG GALAXY TAB E 8GB 3G T561 | I032565 | OMOBHSET | A | Test8176 | 8220 | C | NOS.
3EH73006AC:DIGITAL PUBLIC ACCESS T0 BRA4 BOARD-4 BASIC RATE | I032566 | SPABXSPR | A | Test8177 | 8221 | C | NOS.
3EH75007AA:MOUNTING KIT FOR RACK 1 | I032567 | SPABXSPR | A | Test8178 | 8222 | C | NOS.
HP COLOR LASERJET PRO M402DNE | I032568 | CMISC | A | Test8179 | 8223 | C | NOS.
CANON PROTABLE SCANNER P-215 II WITH PLASTIC SCANING | I032569 | CMISC | A | Test8180 | 8224 | C | NOS.
DELL P2417H MONITOR (WITH ADJUSTABLE STAND) | I032570 | CMISC | A | Test8181 | 8225 | C | NOS.
IPHONE 8 RED 64GB | I032571 | POSG12 | A | Test8182 | 8226 | A | NOS.
IPHONE 8 RED 256GB | I032572 | POSG12 | A | Test8183 | 8227 | A | NOS.
IPHONE 8 PLUS RED 64GB | I032573 | POSG12 | A | Test8184 | 8228 | A | NOS.
IPHONE 8 PLUS RED 256GB | I032574 | POSG12 | A | Test8185 | 8229 | A | NOS.
WIRE LEAD (ISOLATOR CABLE). P/N: 69J819490200 | I032575 | OENGSPARES | A | Test8186 | 8230 | C | NOS.
KM PA 680G DISPLAY STAND + KM 1003 REMOTE | I032576 | OMISC | A | Test8187 | 8231 | C | NOS.
ACCOMMODATION | I032577 | VMEDSCH | B | Test8188 | 8232 | C | NOS.
NETWORK CABINET 24U, 800MM FLOOR STAND(SL129) | I032578 | SSRVRKS | A | Test8189 | 8233 | C | NOS.
DESKTOP RAM 8GB DDR3L 1600 | I032579 | OPCACSRS | A | Test8190 | 8234 | C | NOS.
SSD 500GB M.2 | I032580 | OPCACSRS | A | Test8191 | 8235 | C | NOS.
HUAWEI FIBER ONT HG8245Q2 W/PATCH CORD & LICENSE | I032581 | OCRITICAL-ITEMS | A | Test8192 | 8236 | C | NOS.
APC SMART-UPS 3000VA LCD 230V-SMT3000I (MS045) | I032582 | SSRVRACS | A | Test8193 | 8237 | C | NOS.
ZNID-GPON-2427A-UK:GPON ONT,INDOOR,2POTS,4GE,RF,WIFI UK PWR | I032583 | OCRITICAL-ITEMS | A | Test8194 | 8238 | C | NOS.
NARADA BATTERY 12NDT100S | I032584 | OCRITICAL-ITEMS | A | Test8195 | 8239 | C | NOS.
MAKITA FAST CHARGER | I032585 | CPWRTOOLS | A | Test8196 | 8240 | C | NOS.
CAT6 UTP CABLE ROLL PVC(CM) 4PAIRS-305M | I032586 | CINSTMAT | A | Test8197 | 8241 | C | Roll
PRODUCTION OF AUDIO | I032587 | VEXTPPRE | B | Test8198 | 8242 | C | NOS.
MOBILE APPLICATION DEVELOPMENT (RAMADAN APP) | I032588 | VNEWPROD | B | Test8199 | 8243 | C | NOS.
FABRICATING CLADDING PANELS AS PER SIZE GIVEN | I032589 | VREPANTM | B | Test8200 | 8244 | C | NOS.
GODOWN RENTAL CHARGE | I032590 | Cap Related Ser | B | Test8201 | 8245 | C | NOS.
UNIVERSAL GROUND SAW 150MM | I032591 | CTOOLS | A | Test8202 | 8246 | C | NOS.
MINI SPIRIT LEVEL 22.5CM | I032592 | CTOOLS | A | Test8203 | 8247 | C | NOS.
VIDE INSULATED SCREWDRIVER SET 13PCS | I032593 | CTOOLS | A | Test8204 | 8248 | C | NOS.
PIPE CUTTER 6-64MM | I032594 | CTOOLS | A | Test8205 | 8249 | C | NOS.
FIXED GEAR SPANNER 13MM | I032595 | CTOOLS | A | Test8206 | 8250 | C | NOS.
FIXED GEAR SPANNER 17MM | I032596 | CTOOLS | A | Test8207 | 8251 | C | NOS.
FIXED GEAR SPANNER 19MM | I032597 | CTOOLS | A | Test8208 | 8252 | C | NOS.
DEEP SOCKET ½” 24MM | I032598 | CTOOLS | A | Test8209 | 8253 | C | NOS.
DEEP SOCKET ½” 19MM | I032599 | CTOOLS | A | Test8210 | 8254 | C | NOS.
DEEP SOCKET ½” 17MM | I032600 | CTOOLS | A | Test8211 | 8255 | C | NOS.
DEEP SOCKET ½” 16MM | I032601 | CTOOLS | A | Test8212 | 8256 | C | NOS.
DEEP SOCKET ½” 13MM | I032602 | CTOOLS | A | Test8213 | 8257 | C | NOS.
HAND SOCKET ½” 17MM | I032603 | CTOOLS | A | Test8214 | 8258 | C | NOS.
HAND SOCKET ½” 16MM | I032604 | CTOOLS | A | Test8215 | 8259 | C | NOS.
FIBER OPTICAL STRIPPER | I032605 | OTOOLS | A | Test8216 | 8260 | C | NOS.
PRINTING CHARGES | I032606 | VENTERTA | B | Test8217 | 8261 | C | NOS.
MULTISCREEN HD ANALYZER | I032607 | Cap Related Ser | B | Test8218 | 8262 | C | NOS.
FC-10-00116-900-02-12 : 8X5 BUNDLE RENEWAL FOR FG100D | I032608 | VMAINT&SC | B | Test8219 | 8263 | C | NOS.
IPHONE X SILVER 64GB (DEMO) | I032609 | POSG12 | A | Test8220 | 8264 | A | NOS.
ASUS 14" ZENBOOK UX430UA NOTEBOOK (ROYAL BLUE) | I032610 | CLPTPCMPT | A | Test8221 | 8265 | C | NOS.
TIME ATTENDANCE DEVICE-IN02-A | I032611 | OMODROUT | A | Test8222 | 8266 | C | NOS.
A0025-003-001-001-016-1:IG 4200 ACS ADVANCED | I032612 | OMODROUT | A | Test8223 | 8267 | C | NOS.
CLEAR STICKER A4 | I032613 | OINSTMAT | A | Test8224 | 8268 | C | NOS.
ULTRALITE C NFC TAGS | I032614 | OMISC | A | Test8225 | 8269 | C | NOS.
JBL SOUND BAR STV180 | I032615 | OMISC | A | Test8226 | 8270 | C | NOS.
SUPERCAPACITOR SUPER CAPACITOR MODEL: 7100-48-B-2C-M-SD-G | I032616 | CPWR SYSTEM | A | Test8227 | 8271 | C | NOS.
AGM – VIDEO DOCUMENTARY | I032617 | V-AGM-EXT-REP-E | B | Test8228 | 8272 | C | NOS.
ANNUAL REPORT | I032618 | V-AGM-EXT-REP-E | B | Test8229 | 8273 | C | NOS.
12CC DISTRIBUTION BOX 8B 650X500X250MM | I032619 | OPWR SYSTEM | A | Test8230 | 8274 | C | NOS.
PRINTER CARTRIDGE – HP LASERJET CP1025 NW COLOR | I032620 | OSTNMAT | A | Test8231 | 8275 | C | NOS.
PLE-1MA030-EU – F.01U.033.713 - 30 WATT MIXER AMPLIFIER | I032621 | OINSTMAT | A | Test8232 | 8276 | C | NOS.
ENCOREPRO 710/720 OVER THE HEAD BINAURAL NOISE CANCELING | I032622 | OTELEEQ | A | Test8233 | 8277 | C | NOS.
43596-64:PLANTRONICS M22 VISTA AMPLIFIER W/ CLEARLINE AUDIO | I032623 | OTELEEQ | A | Test8234 | 8278 | C | NOS.
SAMSUNG GALAXY NOTE 8 – 6GB RAM (64GB) | I032624 | OMOBHSET | A | Test8235 | 8279 | C | NOS.
WINDOWS 10 PRO LICENSE | I032625 | Cap Related Ser | B | Test8236 | 8280 | C | NOS.
TREE TOWER MAINTENANCE | I032626 | VREPANTM | B | Test8237 | 8281 | C | NOS.
RIVEDRILL HP RIVETER FOR CORDLESS, BLACK | I032627 | CPWRTOOLS | A | Test8238 | 8282 | C | NOS.
630AMP ENVLOSED BATTERY BREAKER | I032628 | CPWR SYSTEM | A | Test8239 | 8283 | C | NOS.
3EH02100AA:OXO CONNECT COMPACT R2 | I032629 | SPABXSPR | A | Test8240 | 8284 | C | NOS.
3MG08010AA:8008 DESKPHONE W/O RJ45 CABLE | I032630 | SPABXSPR | A | Test8241 | 8285 | C | NOS.
3MG27203WW:8058S PREMIUM DESKPHONE WW | I032631 | SPABXSPR | A | Test8242 | 8286 | C | NOS.
AUX SPLIT AC (IDU+ODU) | I032632 | OMISC | A | Test8243 | 8287 | C | NOS.
TEST TUBES (RIMLESS) BOROSILICATE | I032633 | OMISC | A | Test8244 | 8288 | C | NOS.
ADULT VELCRO CUFF | I032634 | OMISC | A | Test8245 | 8289 | C | NOS.
ADULT WEIGHING SCALE – DIGITAL | I032635 | OMISC | A | Test8246 | 8290 | C | NOS.
DIGITAL THERMOMETER | I032636 | OMISC | A | Test8247 | 8291 | C | NOS.
INFRARED THERMOMETER | I032637 | OMISC | A | Test8248 | 8292 | C | NOS.
ONLINE SHOP ENHANCEMENT | I032638 | VNEWPROD | B | Test8249 | 8293 | C | NOS.
331581:CLIP FITTING | I032639 | OINSTMAT | A | Test8250 | 8294 | C | NOS.
FENDER PASSPORT VENUE 600W PORTABLE PA SYSTEM, 230V | I032640 | CMISC | A | Test8251 | 8295 | C | NOS.
YAMAHA MG16XU 16 CHANNEL MIXER WITH USB & SPX EFFECTS | I032641 | CMISC | A | Test8252 | 8296 | C | NOS.
JBL PROFESSIONAL EON615 15" TWO-WAY MULTIPURPOSE ACTIVE SOUN | I032642 | CMISC | A | Test8253 | 8297 | C | NOS.
CAT6 180D UTP PATCH PANEL DUAL TYPE IDC 24 PORTS BLK(MS045) | I032643 | SOPFIBRNTWK | A | Test8254 | 8298 | C | NOS.
CAT6 180D UTP PATCH PANEL DUAL TYPE IDC 48 PORTS BLK(MS045) | I032644 | SOPFIBRNTWK | A | Test8255 | 8299 | C | NOS.
FOOTAGE COMPILATION | I032645 | V-Branding | B | Test8256 | 8300 | C | NOS.
50105:PRO 4 PLUS BASE MODEL(SUBMERSIBLE,IMAGING SONAR READY. | I032646 | CSUBMSYSD | A | Test8257 | 8301 | C | NOS.
THR-N-500-KIT:500FT(152M) NEUTRALLY BUOYANT TETHER(PLUG & PL | I032647 | CSUBMSYSD | A | Test8258 | 8302 | C | NOS.
MNT-P4-KIT:PRO 4 ROV MAINTENANCE KIT INCL. EXTERNAL PARTS OF | I032648 | CSUBMSYSD | A | Test8259 | 8303 | C | NOS.
GASKET, P/N:JD-R526044 | I032649 | OENGSPARES | A | Test8260 | 8304 | C | NOS.
O-RING, P/N:JD-R72328 | I032650 | OENGSPARES | A | Test8261 | 8305 | C | NOS.
SUN-OCC-96SMC-B: OUTDOOR CROSS-CONNECT CABINET | I032651 | OCRITICAL-ITEMS | A | Test8262 | 8306 | C | NOS.
SUN-ASC-AD: FIBER OPTIC ADAPTOR | I032652 | OCRITICAL-ITEMS | A | Test8263 | 8307 | C | NOS.
SUN-ASC-1M-SM-SX-0.9P: FIBER OPTIC PIGTAIL | I032653 | OCRITICAL-ITEMS | A | Test8264 | 8308 | C | NOS.
SUN-LC-1M-LC-SM-DX-2P: FIBER OPTIC PATCHCORD | I032654 | OCRITICAL-ITEMS | A | Test8265 | 8309 | C | NOS.
SUN-ASC-1M-ASC-SM-SX-2P: FIBER OPTIC PATCHCORD | I032655 | OCRITICAL-ITEMS | A | Test8266 | 8310 | C | NOS.
SUN-SC-1M-LC-SM-DX-2P: FIBER OPTIC PATCHCORD | I032656 | OCRITICAL-ITEMS | A | Test8267 | 8311 | C | NOS.
SUN-ODB-RM3S-48C: FIBER OPTIC TERMINAL BOX | I032657 | OCRITICAL-ITEMS | A | Test8268 | 8312 | C | NOS.
SUN-ODB-RM3S-24C: FIBER OPTIC TERMINAL BOX | I032658 | OCRITICAL-ITEMS | A | Test8269 | 8313 | C | NOS.
SUN-ODB-RM3S- 12C: FIBER OPTIC TERMINAL BOX | I032659 | OCRITICAL-ITEMS | A | Test8270 | 8314 | C | NOS.
SUN-ODB-RM3S- 06C: FIBER OPTIC TERMINAL BOX | I032660 | OCRITICAL-ITEMS | A | Test8271 | 8315 | C | NOS.
SUN-PLC132-2L1.5-ASC-C: PLC SPLITTER | I032661 | OCRITICAL-ITEMS | A | Test8272 | 8316 | C | NOS.
SUN-PLC116-2L1.5-ASC-C: PLC SPLITTER | I032662 | OCRITICAL-ITEMS | A | Test8273 | 8317 | C | NOS.
SUN-PP48-CAT6:UTP PATCH PANEL | I032663 | OCRITICAL-ITEMS | A | Test8274 | 8318 | C | NOS.
SUN-PP24-CAT6:UTP PATCH PANEL | I032664 | OCRITICAL-ITEMS | A | Test8275 | 8319 | C | NOS.
GXP1782:8 LINES 4 SIP ACCOUNTS POE+GIGE | I032665 | STELEEQ | A | Test8276 | 8320 | C | NOS.
APPLE DEVELOPER PROGRAM MEMBERSHIP | I032666 | VCOMSUPT | B | Test8277 | 8321 | C | NOS.
MICROSOFT SURFACE BOOK 2 | I032667 | CLPTPCMPT | A | Test8278 | 8322 | C | Nos.
MS SURFACE PRO 4 (16 GB / 512 SSD) | I032668 | CLPTPCMPT | A | Test8279 | 8323 | C | Nos.
MS SURFACE PRO 4 (8 GB / 256 SSD) | I032669 | CLPTPCMPT | A | Test8280 | 8324 | C | NOS.
ASUS ZEN BOOK UX430UA (512 SSD) | I032670 | CLPTPCMPT | A | Test8281 | 8325 | C | NOS.
ASUS ZEN BOOK UX430UA (256 SSD) | I032671 | CLPTPCMPT | A | Test8282 | 8326 | C | NOS.
DELL LATITUDE 5490 (2 IN 1) | I032672 | CLPTPCMPT | A | Test8283 | 8327 | C | NOS.
NET-3000RTU: SMARTNETR T 3000VA, 3+4 | I032673 | CMAINTSP | A | Test8284 | 8328 | C | NOS.
FC-10-00116-900-02-12 : 8X5 BUNDLE RENEWAL FOR FG100D | I032674 | V-I'NET-SEC-SER | B | Test8285 | 8329 | C | NOS.
ACCU-CHECK SOFT CLIX 25 LANCHETS | I032675 | OMISC | A | Test8286 | 8330 | C | NOS.
STRIPS-ACCU CHECKS 50'S | I032676 | OMISC | A | Test8287 | 8331 | C | NOS.
COTTON WOOL 500GM | I032677 | OMISC | A | Test8288 | 8332 | C | NOS.
FC-10-00502-950-02-12:UTM BUNDLE (24X7 FORTICARE PLUS | I032678 | Sales Relat Ser | B | Test8289 | 8333 | C | NOS.
REFILLING FOAM/9LTR FIRE EXTINGUISHERS | I032679 | VHEASAEX | B | Test8290 | 8334 | C | NOS.
FC-10-00502-950-02-12:UTM PROTECTION 24X7 FORTICARE (SP200) | I032680 | Sales Relat Ser | A | Test8291 | 8335 | C | NOS.
JUMPER 7/16 MALE TO 4.3/10 MALE 1/2" SUPERFLEX PE 3M | I032681 | CINSTMAT | A | Test8292 | 8336 | C | NOS.
JUMPER 7/16 MALE TO 4.3/10 MALE 1/2" SUPERFLEX PE 2M | I032682 | CINSTMAT | A | Test8293 | 8337 | C | NOS.
280-J12S-088:SCREW TYPE 4.3/10 MALE STRAIGHT FOR 1/2"SF CBLE | I032683 | CINSTMAT | A | Test8294 | 8338 | C | NOS.
RIVEDRILL HP RIVETER FOR CORDLESS, BLACK | I032684 | OPWRTOOLS | A | Test8295 | 8339 | C | NOS.
PLSK-ADD-PP-M:PLESK EXT POWER PACK MTHLY | I032685 | VMAISPDH | B | Test8296 | 8340 | C | NOS.
BATTERY FOR DELL XPS 15, 9530 | I032686 | OPCACSRS | A | Test8297 | 8341 | C | NOS.
CISCO SX20 VC | I032687 | CSRVRS | A | Test8298 | 8342 | C | NOS.
APC SUA3000RM12U SMART UPS 3000VA 2U RACK MOUNT | I032688 | CSRVRACS | A | Test8299 | 8343 | C | NOS.
JOYBOX-REMOTE CONTROL-UD | I032689 | POSG60 | A | Test8300 | 8344 | C | NOS.
FARGO DTC4500 ID PRINTER RIBBON | I032690 | OSTNMAT | A | Test8301 | 8345 | C | NOS.
CIVIL WORK | I032691 | VEXTPDHM | B | Test8302 | 8346 | C | NOS.
VERIMATRIX SERVERS INTEGRATION | I032692 | CSRVRS | A | Test8303 | 8347 | C | NOS.
COMPUTER SYSTEM INTEL CORE I7-7700 3.6GHZ(SL149) | I032693 | SPCSYSTM | A | Test8304 | 8348 | C | NOS.
ARRIS DSR 4460 DECODER | I032694 | CSRVRS | A | Test8305 | 8349 | C | NOS.
PVC PIPE 1"(SL151) | I032695 | SINSTMAT | A | Test8306 | 8350 | C | NOS.
PVC JOINT 1"(SL151) | I032696 | SINSTMAT | A | Test8307 | 8351 | C | NOS.
PVC TEE 1"(SL151) | I032697 | SINSTMAT | A | Test8308 | 8352 | C | NOS.
PVC ELBOW 1"(SL151) | I032698 | SINSTMAT | A | Test8309 | 8353 | C | NOS.
HOSE CLIP SIZE S 5"(SL151) | I032699 | SINSTMAT | A | Test8310 | 8354 | C | NOS.
WD6NPURX:WD 3.5” INT HDD 6TB-PURPLE(SL154) | I032700 | SSRVRACS | A | Test8311 | 8355 | C | NOS.
BOSE CEILING SPEAKER WHITE DS40F WHITE(SL154) | I032701 | SMISC | A | Test8312 | 8356 | C | NOS.
DANTE WALL PLATE (XLR AND RCA) BOSE WP22BU-D9(SL154) | I032702 | SMISC | A | Test8313 | 8357 | C | NOS.
DANTE WALL PLATE (XLR ONLY) BOSE WP22B-D(SL154) | I032703 | SMISC | A | Test8314 | 8358 | C | NOS.
WALL MOUNTED VOLUME CONTROLLER BOSE CC-16(SL154) | I032704 | SMISC | A | Test8315 | 8359 | C | NOS.
F1 SUBWOOFER BOSE(SL154) | I032705 | SMISC | A | Test8316 | 8360 | C | NOS.
F1 MODEL 812 BOSE(SL154) | I032706 | SMISC | A | Test8317 | 8361 | C | ft
BOSE CEILING SPEAKER WHITE DS16F(SL154) | I032707 | SMISC | A | Test8318 | 8362 | C | NOS.
SHT-7017XM/CN:WALL PAD(SL154) | I032708 | SSURVLNCE | A | Test8319 | 8363 | C | NOS.
SHT-CN610WALL MOUNT BRACKET FOR SHT-7017(SL154) | I032709 | SSURVLNCE | A | Test8320 | 8364 | C | NOS.
DC12V/2.5A ADAPTER FOR SHT-7017(SL154) | I032710 | SSURVLNCE | A | Test8321 | 8365 | C | NOS.
SHS-H505FMK:SAMSUNG SMART LOCK(SL154) | I032711 | SSURVLNCE | A | Test8322 | 8366 | C | NOS.
DC19-24V ADAPTOR(SL154) | I032712 | SSURVLNCE | A | Test8323 | 8367 | C | NOS.
SHT-CW613:DOOR CAMERA(SL154) | I032713 | SSURVLNCE | A | Test8324 | 8368 | C | NOS.
SHT-5181XL/EN:VISITOR CALL PANEL/LOBBY PHONE(SL154) | I032714 | SSURVLNCE | A | Test8325 | 8369 | C | NOS.
DC12V/2.5A ADAPTER(SL154) | I032715 | SSURVLNCE | A | Test8326 | 8370 | C | NOS.
SHT-5181:FLUSH MOUNTING BOX[EMBEDDING BOX](SL154) | I032716 | SSURVLNCE | A | Test8327 | 8371 | C | NOS.
SHT-5181:MOUNTING BOX COVER[MBEDDING BOX COVER](SL154) | I032717 | SSURVLNCE | A | Test8328 | 8372 | C | NOS.
SHT-587XS:GUARD PHONE(SL154) | I032718 | SSURVLNCE | A | Test8329 | 8373 | C | NOS.
SHT-5820XB:BUILDING DISTRIBUTOR (BD)(SL154) | I032719 | SSURVLNCE | A | Test8330 | 8374 | C | NOS.
SATATYA NVR64S(SL154) | I032720 | SMODROUT | A | Test8331 | 8375 | C | NOS.
SATATYA CIDR20FL36CWS(SL154) | I032721 | SMODROUT | A | Test8332 | 8376 | C | NOS.
SATATYA CIBR20FL36CWS(SL154) | I032722 | SMODROUT | A | Test8333 | 8377 | C | NOS.
DC 24V ADAPTER FOR BD(SL154) | I032723 | SSURVLNCE | A | Test8334 | 8378 | C | NOS.
DELL POWEREDGE R740 SERVER | I032724 | CSRVRS | A | Test8335 | 8379 | C | NOS.
FC-10-00302-900-02-12:8X5 BUNDLE RENEWAL FOR FG300C | I032725 | VMAINT&SC | B | Test8336 | 8380 | C | NOS.
843468-001 – SPS-DRV SSD 400GB 6G SATA 2.5 MLC | I032726 | OSRVRACS | A | Test8337 | 8381 | C | NOS.
FLEXIBLE CABLE 1CX120SQMM CU/PVC(BLACK) | I032727 | CPWRCABLE | A | Test8338 | 8382 | C | Mtr
TIER TIFFIN BOX | I032728 | OMISC | A | Test8339 | 8383 | C | NOS.
REDBOOTH-PROJECT MANAGEMENT | I032729 | VNEWPROD | B | Test8340 | 8384 | C | NOS.
A0020-002-001-001-001-1:IG 4200 - 1000: 1000 CONCURRENT DEVI | I032730 | OMODROUT | A | Test8341 | 8385 | C | NOS.
VWAAS-RTU-1300U2500:UPGRADE 1300 WAAS CONN TO RTU TO 2500 CO | I032731 | Sales Relat Ser | B | Test8342 | 8386 | C | NOS.
FL-4330-HSEC-K9:US EXPORT RESTRICTION COMPLIANCE LICENSE | I032732 | Sales Relat Ser | B | Test8343 | 8387 | C | NOS.
S41AY 035:PETZL BUCKET ROPE BAG 35LTR(2016) | I032733 | CTOOLS | A | Test8344 | 8388 | C | NOS.
S47Y L:PETZL TOOLBAG L | I032734 | CTOOLS | A | Test8345 | 8389 | C | NOS.
S47Y S:PETZL TOOLBAG S | I032735 | CTOOLS | A | Test8346 | 8390 | C | NOS.
NIKON FORESTRY PRO LASER RANGEFINDER/HYPSOMETER | I032736 | CTOOLS | A | Test8347 | 8391 | C | NOS.
FORESTRY PRO LASER RANGEFINDER/HYPSOMETER | I032737 | CTOOLS | A | Test8348 | 8392 | C | NOS.
BUSHNELL EQUINOX 260150 6X50 EQUINOX Z DIGITAL NIGHT VISION | I032738 | CTOOLS | A | Test8349 | 8393 | C | NOS.
BLACK & DECKER LBXR20-OPE2 20V MAX LITHIUM-ION BATTERY PACK | I032739 | CTOOLS | A | Test8350 | 8394 | C | NOS.
A0020-015-001-001-001-1:ADVANCED QOS MODULE | I032740 | V-Wifi-Equp-Lic | B | Test8351 | 8395 | C | NOS.
A0020-011-001-001-001-1:PROPERTY MANAGEMENT SYSTEM BILLING M | I032741 | V-Wifi-Equp-Lic | B | Test8352 | 8396 | C | NOS.
A0020-012-001-001-001-1:VOLUME CONTROL MODULE | I032742 | V-Wifi-Equp-Lic | B | Test8353 | 8397 | C | NOS.
A0014-003-001-001-009-1:PREMIUM CARE BUNDLE (2ND & 3RD YR) | I032743 | V-Wifi-Equp-Lic | B | Test8354 | 8398 | C | NOS.
MXK-CHASSIS-319:ROHS,MXK 3U,CHASSIS W/INTEGRATED(SL155) | I032744 | SOPFIBRNTWK | A | Test8355 | 8399 | C | NOS.
MXK-GPONX8-IO3:ROHS,MXK LINE CARD WITH 4 PORTS OF GPO(SL155) | I032745 | SOPFIBRNTWK | A | Test8356 | 8400 | C | NOS.
MXK-UPLINK-6X1GE-CLK:UPLINK WITH 6X1G ETHERNET PORTS(SL155) | I032746 | SOPFIBRNTWK | A | Test8357 | 8401 | C | NOS.
MXK-GPON-SFP-B+-RSSI:MXK GPON SFP B+OPTIC SUP.DGTL (SL155) | I032747 | SOPFIBRNTWK | A | Test8358 | 8402 | C | NOS.
ZPON-JMPR-SC/APC-SC/UPC-SM-10M:PON FIBR JMPR SM 10M(SL155) | I032748 | SOPFIBRNTWK | A | Test8359 | 8403 | C | NOS.
MXK-UPLINK-BLANK:BLNK SLOT FILLER FOR MXK UPLNK SLOT(SL155) | I032749 | SOPFIBRNTWK | A | Test8360 | 8404 | C | NOS.
MXK-BLANK-ENDPANEL:BLNK END PANLS TO COVER UNUSED(SL155) | I032750 | SOPFIBRNTWK | A | Test8361 | 8405 | C | NOS.
ZNID-GPON-2427A-UK:GPON ONT,INDOOR,2 POTS,4 GE,WIF PS(SL155) | I032751 | SOPFIBRNTWK | A | Test8362 | 8406 | C | NOS.
SUN-CATV-T15D02-AC: CATV OPTICAL TRANSMITTER (SL155) | I032752 | SOPFIBRNTWK | A | Test8363 | 8407 | C | NOS.
SUN-EYDFA-8P19-M-2AC:FIBER AMPLIFIER(SL155) | I032753 | SOPFIBRNTWK | A | Test8364 | 8408 | C | NOS.
SUN-PON-WDM-16: PON WDM(SL155) | I032754 | SOPFIBRNTWK | A | Test8365 | 8409 | C | NOS.
SUN-PLC116-2L1.5-ASC-C: PLC SPLITTER (SL155) | I032755 | SOPFIBRNTWK | A | Test8366 | 8410 | C | NOS.
SUN-PLC132-2L1.5-ASC-C: PLC SPLITTER (SL155) | I032756 | SOPFIBRNTWK | A | Test8367 | 8411 | C | NOS.
SUN-OCC-96SMC-B: OUTDOOR CROSS-CONNECT CABINET (SL155) | I032757 | SOPFIBRNTWK | A | Test8368 | 8412 | C | NOS.
SUN-ASC-AD: FIBER OPTIC ADAPTOR (SL155) | I032758 | SOPFIBRNTWK | A | Test8369 | 8413 | C | NOS.
SUN-ASC-1M-SM-SX-0.9P: FIBER OPTIC PIGTAIL(SL155) | I032759 | SOPFIBRNTWK | A | Test8370 | 8414 | C | NOS.
6R_02526023:FAN - 230V 172X150 PAPST 7855 ES | I032760 | CGENTSP | A | Test8371 | 8415 | C | NOS.
6R_060602A016:FAN - 230V 260X225 0,35A PAPST | I032761 | CGENTSP | A | Test8372 | 8416 | C | NOS.
6R_APMPSHP005B:CAPACITOR FILTER ASS. - MHT 250 OUT | I032762 | CGENTSP | A | Test8373 | 8417 | C | NOS.
6R_APMPSHP006B:CAPACITOR FILTER ASS. - MHT 250 IN | I032763 | CGENTSP | A | Test8374 | 8418 | C | NOS.
6R_APMPSHP033B:CAPACITOR FILTER ASS. - MHT 100-120 IN | I032764 | CGENTSP | A | Test8375 | 8419 | C | NOS.
6R_APMPSHP034B:CAPACITOR FILTER ASS. - MHT 120 OUT | I032765 | CGENTSP | A | Test8376 | 8420 | C | NOS.
HONDA ZOOMER-X SCOOTER -YR271 | I032766 | OMSANEQACC | A | Test8377 | 8421 | C | NOS.
SOCKET LONG 21MM | I032767 | CTOOLS | A | Test8378 | 8422 | C | NOS.
LEATHERMAN REBAR 17-PIECE HAND HELD MULTI-TOOL | I032768 | CTOOLS | A | Test8379 | 8423 | C | NOS.
KOBALT 11-BLADE UTILITY KNIFE (55905) | I032769 | CTOOLS | A | Test8380 | 8424 | C | NOS.
IRWIN 50-PACK BI-METAL BLUE UTILITY KNIFE BLADES | I032770 | CTOOLS | A | Test8381 | 8425 | C | NOS.
IRWIN TOOLS FOLDING UTILITY KNIFE (2089100) | I032771 | CTOOLS | A | Test8382 | 8426 | C | NOS.
KOBALT UNIVERSAL 16MM COMBINATION WRENCH | I032772 | CTOOLS | A | Test8383 | 8427 | C | NOS.
NOCRY PROF. KNEE PADS/HEAVY DUTY FOAM PADDING & COMFORTABLE | I032773 | CTOOLS | A | Test8384 | 8428 | C | NOS.
TECHNICIAN’S RUCKSACK PLUS MA2635 | I032774 | CTOOLS | A | Test8385 | 8429 | C | NOS.
TECHNICIAN’S RUCKSACK MA2631 | I032775 | CTOOLS | A | Test8386 | 8430 | C | NOS.
SUN-ODB-RM3S-48SC: FIBER OPTIC TERMINAL BOX | I032776 | COPFIBRNTWK | A | Test8387 | 8431 | C | NOS.
WOOD GLUE | I032777 | OSITEMAINT | A | Test8388 | 8432 | C | NOS.
FLOOR CLEANER | I032778 | OSITEMAINT | A | Test8389 | 8433 | C | NOS.
SCOTCHGARD PROTECTOR | I032779 | OSITEMAINT | A | Test8390 | 8434 | C | NOS.
POLISH | I032780 | OSITEMAINT | A | Test8391 | 8435 | C | NOS.
7TAG009420R0006:BALL-LOCK 316 S.S CABLE TIE(STD PACK 100PCS) | I032781 | CINSTMAT | A | Test8392 | 8436 | C | NOS.
7TAG009420R0004:BALL-LOCK 316 S.S CABLE TIE(STD PACK 100PCS) | I032782 | CINSTMAT | A | Test8393 | 8437 | C | NOS.
7TAG009420R0012:STAINLESS STEEL TIE | I032783 | CINSTMAT | A | Test8394 | 8438 | C | NOS.
7TAG009420R0010:BALL-LOCK 316 S.S CABLE TIE(STD PACK 100PCS) | I032784 | CINSTMAT | A | Test8395 | 8439 | C | NOS.
7TAG009410R0000:BALL-LOCK 304 S.S CABLE TIE(STD PACK 100PCS) | I032785 | CINSTMAT | A | Test8396 | 8440 | C | NOS.
7TAG009420R0001:BALL-LOCK 316 S.S CABLE TIE(STD PACK 100PCS) | I032786 | CINSTMAT | A | Test8397 | 8441 | C | NOS.
EXPERT FOLDING TRIMMING KNIFE | I032787 | CTOOLS | A | Test8398 | 8442 | C | NOS.
FOLDING TRIMMING KNIFE | I032788 | CTOOLS | A | Test8399 | 8443 | C | NOS.
FOLDING LOCKING UTILITY KNIFE | I032789 | CTOOLS | A | Test8400 | 8444 | C | NOS.
SCREWDRIVER SET 18PCS | I032790 | CTOOLS | A | Test8401 | 8445 | C | NOS.
CRANE/CRANE LORRY HIRE | I032791 | Cap Related Ser | B | Test8402 | 8446 | C | NOS.
CANON TONER CARTRIDGE 326 | I032792 | OPRNTRS | A | Test8403 | 8447 | C | NOS.
KING SHOE KJ 484SX | I032793 | CMISC | A | Test8404 | 8448 | C | NOS.
NETSURE212 C23-S1 AC INPUT: IEC600230 C14 SOCKET(SL147) | I032794 | SMODROUT | A | Test8405 | 8449 | C | NOS.
NETSURE212 C23-S1 AC INPUT: IEC600230 C14 SOCKET(SL155) | I032795 | SMODROUT | A | Test8406 | 8450 | C | NOS.
#3123541:PRTG XL1/UNLIMITED WITH 12 MAINT. MONTH INCL | I032796 | Cap Related Ser | B | Test8407 | 8451 | C | NOS.
FTB 2F COMPLETE WITH APC ADAPTORS AND PIGTAILS(SL149) | I032797 | SOPFIBRNTWK | A | Test8408 | 8452 | C | NOS.
3BA00558AA MIGRATION PACK IO2N(SL155) | I032798 | SPABXSPR | A | Test8409 | 8453 | C | NOS.
3BA23124AA:ISAB2 CARD: BUS CARD BETWN CPU & IO2N BRDS(SL155) | I032799 | SPABXSPR | A | Test8410 | 8454 | C | NOS.
3BA23258AB:CPU8 BOARD(SL155) | I032800 | SPABXSPR | A | Test8411 | 8455 | C | NOS.
3BA23275AB: ARMADA DAUGHTER BOARD (SL155) | I032801 | SPABXSPR | A | Test8412 | 8456 | C | NOS.
3BA27013AD:SATA HDD FOR CPU CARD CALL SERVER(CPU8/CS-3(SL155 | I032802 | SPABXSPR | A | Test8413 | 8457 | C | NOS.
3EU27009AA 4XV24 OVER IP BOX (230V) (SL155) | I032803 | SPABXSPR | A | Test8414 | 8458 | C | NOS.
OMNIPCX ENTERPRISE SOFTWARE(SL155) | I032804 | SPABXSPR | A | Test8415 | 8459 | C | NOS.
OMNIPCX ENTERPRISE SOFTWARE(SL155) | I032805 | Sales Relat Ser | B | Test8416 | 8460 | C | NOS.
FLEXIBLE CABLE 1CX120SQMM CU/PVC(BLACK) | I032806 | OLINPLNT | A | Test8417 | 8461 | C | Mtr
LUG 120. 12SQMM | I032807 | OINSTMAT | A | Test8418 | 8462 | C | NOS.
ADVERTISING ON PRINT EDITION | I032808 | Cap Related Ser | B | Test8419 | 8463 | C | NOS.
ANTI-STRESS BALLS | I032809 | OMISC | A | Test8420 | 8464 | C | NOS.
433017MR:STANDARD SOCKET 17MM | I032810 | CTOOLS | A | Test8421 | 8465 | C | NOS.
433019MR:STANDARD SOCKET 19MM | I032811 | CTOOLS | A | Test8422 | 8466 | C | NOS.
433024MR:STANDARD SOCKET 24MM | I032812 | CTOOLS | A | Test8423 | 8467 | C | NOS.
433016MR:STANDARD SOCKET 16MM | I032813 | CTOOLS | A | Test8424 | 8468 | C | NOS.
423017M:STANDARD SOCKET 17MM | I032814 | CTOOLS | A | Test8425 | 8469 | C | NOS.
423019M:STANDARD SOCKET 19MM | I032815 | CTOOLS | A | Test8426 | 8470 | C | NOS.
423024M:STANDARD SOCKET 24MM | I032816 | CTOOLS | A | Test8427 | 8471 | C | NOS.
4762-15G:RATCHET | I032817 | CTOOLS | A | Test8428 | 8472 | C | NOS.
4762-15F:RATCHET | I032818 | CTOOLS | A | Test8429 | 8473 | C | NOS.
30607MR:INSULATED SCREWDRIVER SET | I032819 | CTOOLS | A | Test8430 | 8474 | C | NOS.
30309PR:SCREWDRIVER SET | I032820 | CTOOLS | A | Test8431 | 8475 | C | NOS.
7912-23:RATCHET TUBING CUTTER | I032821 | CTOOLS | A | Test8432 | 8476 | C | NOS.
9TD035MR:DAMAGED SCREWS, NUTS, BOLTS REMOVER TOOLS | I032822 | CTOOLS | A | Test8433 | 8477 | C | NOS.
UCS1000:BASIC EDGE VOD SERVR-EDGE INCL. SW. USS-EN-VP+10/SER | I032823 | OCRITICAL-ITEMS | A | Test8434 | 8478 | C | NOS.
DHIRAAGU ANNAUL AWARD(PLAQUE,TROPHIES,SHIELD..ETC) | I032824 | OMISC | A | Test8435 | 8479 | C | NOS.
DELL LATITUDE 5290(2IN1) | I032825 | CLPTPCMPT | A | Test8436 | 8480 | C | NOS.
RUGGARD 14" ULTRA THIN LAPTOP SLEEVE - BLACK/REG | I032826 | OMISC | A | Test8437 | 8481 | C | NOS.
DELL DA200 ADAPTER USB TYPE-C TO HDMI/VGA/ETHERNET/USB3.0 | I032827 | OPCACSRS | A | Test8438 | 8482 | C | NOS.
REFRESHMENT(SL151) | I032828 | Sales Relat Ser | B | Test8439 | 8483 | C | NOS.
NISSAN LEAF ZEO 2014, 5 DOOR VEHICLE | I032829 | CMISC | A | Test8440 | 8484 | C | NOS.
NISSAN E-NV200 2014 , 5 DOOR WAGON | I032830 | CMISC | A | Test8441 | 8485 | C | NOS.
WD MY BOOK PERSONAL STORAGE 3.5" 8TB | I032831 | OPCACSRS | A | Test8442 | 8486 | C | NOS.
LENOVA 14" THINKPAD X1 CARBON ULTRABOOK 5TH GEN | I032832 | CLPTPCMPT | A | Test8443 | 8487 | C | NOS.
LED TV 49" | I032833 | CMISC | A | Test8444 | 8488 | C | NOS.
1X2 LC/UPC TO LC/UPC SM FIBER OPTIC SPLITTER ABS BOX | I032834 | OINSTMAT | A | Test8445 | 8489 | C | NOS.
VIANEOS ANNUAL MAINTENANCE FEE | I032835 | VMAISPDH | B | Test8446 | 8490 | C | NOS.
SS316 HEX BOLT ONLY M12X40MM | I032836 | OINSTMAT | A | Test8447 | 8491 | C | NOS.
SS316 HEX NUT M12 | I032837 | OINSTMAT | A | Test8448 | 8492 | C | NOS.
A0020-002-001-001-001-1:IG 4200-1000 CONCURRENT DEVICE(SL156 | I032838 | SMODROUT | A | Test8449 | 8493 | C | NOS.
A0022-001-001-001-001-1:ACCOUNT PRINTER (AP 2100) (SL156) | I032839 | SPRNTRS | A | Test8450 | 8494 | C | NOS.
A0022-004-001-001-001-1:PRINTER PAPER FOR AP2100X10(SL156) | I032840 | SSTNMAT | A | Test8451 | 8495 | C | NOS.
GREEN LABEL CERTIFIED,HEAVY GRADE FS1000 STEEL CEMENT(SL156) | I032841 | SINSTMAT | A | Test8452 | 8496 | C | NOS.
FFH150MM FLAT HEAD PEDESTAL SETS(SL156) | I032842 | SINSTMAT | A | Test8453 | 8497 | C | NOS.
600MM STRINGERS(SL156) | I032843 | SINSTMAT | A | Test8454 | 8498 | C | NOS.
SCREWS(SL156) | I032844 | SINSTMAT | A | Test8455 | 8499 | C | NOS.
TWIN CUP SUCTION PANEL LIFTER (1SET)SL156 | I032845 | SINSTMAT | A | Test8456 | 8500 | C | NOS.
DELL LATITUDE 3490 LAPTOP(15.6") | I032846 | CLPTPCMPT | A | Test8457 | 8501 | C | NOS.
MA5608T(V800R012):OLT(SL156) | I032847 | SOPFIBRNTWK | A | Test8458 | 8502 | C | NOS.
EG8240P:ONT(SL156) | I032848 | SOPFIBRNTWK | A | Test8459 | 8503 | C | NOS.
TB_ATB:TERMINAL ACCESSORY(SL156) | I032849 | SOPFIBRNTWK | A | Test8460 | 8504 | C | NOS.
ODF:ODN ODF (SL156) | I032850 | SOPFIBRNTWK | A | Test8461 | 8505 | C | NOS.
OPTICAL SPLITER(1:32):SPLITER(OUTDOOR TYPE)WALL MOUNT(SL156) | I032851 | SOPFIBRNTWK | A | Test8462 | 8506 | C | NOS.
SSC SPLITTING AND SPLICING CLOSURE(SL156) | I032852 | SOPFIBRNTWK | A | Test8463 | 8507 | C | NOS.
L3 SWITCH (S7703):CORE SWITCH(SL156) | I032853 | SOPFIBRNTWK | A | Test8464 | 8508 | C | NOS.
S5720-52P-PWR-LI-AC:48 PORT POE ACCESS SWITCH(SL156) | I032854 | SOPFIBRNTWK | A | Test8465 | 8509 | C | NOS.
S5720-28P-PWR-LI-AC:24 PORT POE ACCESS SWITCH(SL156) | I032855 | SOPFIBRNTWK | A | Test8466 | 8510 | C | NOS.
S5720-12TP-PWR-LI-AC:8 PORT POE ACCESS SWITCH(SL156) | I032856 | SOPFIBRNTWK | A | Test8467 | 8511 | C | NOS.
AC6005 WITH LICENSE:AP CONTROLLER(SL156) | I032857 | SOPFIBRNTWK | A | Test8468 | 8512 | C | NOS.
AP4050DN ACCESS POINT:INDOOR AP(SL156) | I032858 | SOPFIBRNTWK | A | Test8469 | 8513 | C | NOS.
AP2050DN ACCESS POINT:INDOOR WALL AP(SL156) | I032859 | SOPFIBRNTWK | A | Test8470 | 8514 | C | NOS.
AP8050DN ACCESS POINT:OUTDOOR AP(SL156) | I032860 | SOPFIBRNTWK | A | Test8471 | 8515 | C | NOS.
NMS SW&HW:E-SIGHT(INCL.SERVER,OS,DB & REL.SW)(SL156) | I032861 | SOPFIBRNTWK | A | Test8472 | 8516 | C | NOS.
OLT-MA5608T(V800R012):OLT SPARE CARD(ADDITIONAL)(SL156) | I032862 | SOPFIBRNTWK | A | Test8473 | 8517 | C | NOS.
ONT-HG8247H(HUAWEI HAVE NO 8540P):ONT SPARES-ADITIONL(SL156) | I032863 | SOPFIBRNTWK | A | Test8474 | 8518 | C | NOS.
S5720-52P-PWR-LI-AC:SWITCH SPARE PART(SL156) | I032864 | SOPFIBRNTWK | A | Test8475 | 8519 | C | NOS.
SFP-GE-LX-SM1310:SFP(SL156) | I032865 | SOPFIBRNTWK | A | Test8476 | 8520 | C | NOS.
OLT:MA5600T SERIES LICENSE(SL156) | I032866 | Sales Relat Ser | B | Test8477 | 8521 | C | NOS.
GPON PORT MNGT:GPON PORT MANAGEMENT LICENSE(PER PORT)(SL156) | I032867 | Sales Relat Ser | B | Test8478 | 8522 | C | NOS.
SMC1000I: APC SMART-UPS C 1000VA LCD 230V(SL156) | I032868 | SSRVRACS | A | Test8479 | 8523 | C | NOS.
SUN-ODN-G2 FIBER OPTIC DISTRIBUTION BOX( WITHOUT ADAPTOR) | I032869 | OCRITICAL-ITEMS | A | Test8480 | 8524 | C | NOS.
FC-10-00205-900-02-12:UTM PROTECTION(8X5 FORTICARE PLUS APP) | I032870 | V-I'NET-SEC-SER | B | Test8481 | 8525 | C | NOS.
YEARLY RETURN WARRANTY-1 YEAR ALREADY INCLUDE(SL156) | I032872 | Sales Relat Ser | B | Test8482 | 8526 | C | NOS.
FUEL TANK MODIFICATIONS KIT | I032873 | OGENTSP | A | Test8483 | 8527 | C | NOS.
NTDLPG40-ORANGE:PG40 GRASS ORANGE | I032874 | OMISC | A | Test8484 | 8528 | C | sq. ft
MACBOOK PRO 15" SPACE GREY:MPTT2LL | I032881 | CLPTPCMPT | A | Test8485 | 8529 | C | NOS.
LICENSE KEY FOR 11.4 MBPS, HIGH RATE(MA003) | I032882 | Sales Relat Ser | B | Test8486 | 8530 | C | NOS.
CIVIL WORK | I032883 | VLIGHSUR | B | Test8487 | 8531 | C | NOS.
INTERNAL WIRING (CCTV CABLING) | I032884 | VSECUSER | B | Test8488 | 8532 | C | NOS.
CS EXPANSION | I032885 | Cap Related Ser | B | Test8489 | 8533 | C | NOS.
EPC/SPS UPGRADE & EXPANSION | I032886 | Cap Related Ser | B | Test8490 | 8534 | C | NOS.
EPC ADDITIONAL EXPANSION | I032888 | Cap Related Ser | B | Test8491 | 8535 | C | NOS.
LCD10-14A-L:TIN-PLATED COPPER COMPRESSION CONNECTORS – LUGS | I032889 | CINSTMAT | A | Test8492 | 8536 | C | NOS.
LCD4-14A-L:TIN-PLATED COPPER COMPRESSION CONNECTORS – LUGS | I032890 | CINSTMAT | A | Test8493 | 8537 | C | NOS.
LCD2N-14A-Q:TIN-PLATED COPPER COMPRESSION CONNECTORS – LUGS | I032891 | CINSTMAT | A | Test8494 | 8538 | C | NOS.
3BA09850JA:SIP PREMIUM LICENSE-1 USER | I032892 | Sales Relat Ser | B | Test8495 | 8539 | C | NOS.
SIKAFLEX WHITE | I032893 | SINSTMAT | A | Test8496 | 8540 | C | NOS.
SILICONE DUNLOP CLEAR(SL151) | I032894 | SINSTMAT | A | Test8497 | 8541 | C | NOS.
901-R310-UK02:RUCKUS ZONEFLEX R310 INDOOR ACCESS POINT(SL139 | I032895 | SWIFIEQUIP | A | Test8498 | 8542 | C | NOS.
SMARTPACK | I032896 | CPWR SYSTEM | A | Test8499 | 8543 | C | NOS.
SMARTPACK S | I032897 | CPWR SYSTEM | A | Test8500 | 8544 | C | NOS.
LEONARDO CRAC | I032898 | CPWR SYSTEM | A | Test8501 | 8545 | C | NOS.
RACK PDU (POWER STRIP) | I032899 | CPWR SYSTEM | A | Test8502 | 8546 | C | NOS.
SYMMETRA LX 16KVA | I032900 | CPWR SYSTEM | A | Test8503 | 8547 | C | NOS.
SYMMETRA PX 160KVA 400V | I032901 | CPWR SYSTEM | A | Test8504 | 8548 | C | NOS.
REMOTE POWER DISTRIBUTION | I032902 | CPWR SYSTEM | A | Test8505 | 8549 | C | NOS.
RACK ATS | I032903 | CPWR SYSTEM | A | Test8506 | 8550 | C | NOS.
SC200 CONTROLLER | I032904 | CPWR SYSTEM | A | Test8507 | 8551 | C | NOS.
COOLING UNIT | I032905 | CPWR SYSTEM | A | Test8508 | 8552 | C | NOS.
HEAT EXCHANGER | I032906 | CPWR SYSTEM | A | Test8509 | 8553 | C | NOS.
LI-ION BATT | I032907 | CPWR SYSTEM | A | Test8510 | 8554 | C | NOS.
ASR1006-X:CISCO ASR1006-X CHASSIS | I032908 | CSRVRACS | A | Test8511 | 8555 | C | NOS.
CON-SNT-ASR1006X:SMARTNET 8X5XNBD CISCO ASR1006-X CHASSIS | I032909 | Cap Related Ser | B | Test8512 | 8556 | C | NOS.
ASR1000X-FAN:CISCO ASR1000-X FAN MODULE | I032910 | CSRVRACS | A | Test8513 | 8557 | C | NOS.
ASR1000-ESP40:CISCO ASR1000 EMBEDDED SERVICES PROCESSOR, 40G | I032911 | CSRVRACS | A | Test8514 | 8558 | C | NOS.
CON-SNT-ASR1000E:SNTC-8X5XNBD CISCO ASR1000 EMBEDDED SERVICE | I032912 | Cap Related Ser | B | Test8515 | 8559 | C | NOS.
ASR1KX-PWR-BLANK:BLANK COVER FOR ASR1000 X CHASSIS POWER SUP | I032913 | CSRVRACS | A | Test8516 | 8560 | C | NOS.
ASR1000-6TGE:ASR1000 6 PORT 10 GE LINE CARD | I032914 | CSRVRACS | A | Test8517 | 8561 | C | NOS.
CON-SNT-ASR10006:SNTC-8X5XNBD ASR1000 6 PORT 10 GE LINE CARD | I032915 | Cap Related Ser | B | Test8518 | 8562 | C | NOS.
ASR1000-6TGE:ASR1000 6 PORT 10 GE LINE CARD | I032916 | CSRVRACS | A | Test8519 | 8563 | C | NOS.
ASR1000-RP3:CISCO ASR1000 ROUTE PROCESSOR 3 | I032917 | CSRVRACS | A | Test8520 | 8564 | C | NOS.
CON-SNT-ASR100RA:SNTC-8X5XNBD CISCO ASR1000 ROUTE | I032918 | Cap Related Ser | B | Test8521 | 8565 | C | NOS.
SASR1KRPUNLIK9-166:CISCO ASR 1000 RP2/RP3 UNIVERSAL W/O LI | I032919 | CSRVRACS | A | Test8522 | 8566 | C | NOS.
SLASR1-AIS:CISCO ASR 1000 ADVANCED IP SERVICES LICENSE | I032920 | Cap Related Ser | B | Test8523 | 8567 | C | NOS.
CON-SNT-SLASR1AK:SNTC-8X5XNBD CISCO ASR 1000 ADVANCED IP SER | I032921 | Cap Related Ser | B | Test8524 | 8568 | C | NOS.
M-ASR1K-SSD-100GB:CISCO ASR1000 RP3 100GB SSD | I032922 | CSRVRACS | A | Test8525 | 8569 | C | NOS.
ASR1KX-AC-1100W-D:CISCO ASR1000-X 1100W AC DEFAULT POWER SUP | I032923 | CSRVRACS | A | Test8526 | 8570 | C | NOS.
FLASR1-BB-RTU:BROADBAND RIGHT-TO-USE FEATURE LIC FOR ASR1000 | I032924 | CSRVRACS | A | Test8527 | 8571 | C | NOS.
CON-SNT-ASRBBRTU:SNTC-8X5XNBD BROADBAND RIGHT-TO-USE FEATURE | I032925 | Cap Related Ser | B | Test8528 | 8572 | C | NOS.
FLASR1-BB-16K:BROADBAND 16K SESSIONS FEATURE LIC FOR ASR1000 | I032926 | CSRVRACS | A | Test8529 | 8573 | C | NOS.
CON-SNT-ASR1BB16:SNTC-8X5XNBD BROADBAND 16K SESSIONS FEATURE | I032927 | Cap Related Ser | B | Test8530 | 8574 | C | NOS.
LED WALL WASHER:YD-BTG-25-CX1-3S-CJ-SHY-5050-R18G18B18-AS | I032928 | CSITEMAINT | A | Test8531 | 8575 | C | NOS.
SINGLEMODE SERVICE - INSTALLATION X 1 | I032929 | VMAISPDH | B | Test8532 | 8576 | C | NOS.
LED WALL WASHER:YD-BTG-25-CX1-3S-CJ-SHY-5050-R9G9B9-AS | I032930 | CSITEMAINT | A | Test8533 | 8577 | C | NOS.
M-ASR1K-RP3-32GB:CISCO ASR1000 RP3 32GB | I032931 | CSRVRACS | A | Test8534 | 8578 | C | NOS.
CON-SNT-M-ASR1KR:SNTC-8X5XNBD CISCO ASR1000 RP3 32 | I032932 | Cap Related Ser | B | Test8535 | 8579 | C | NOS.
A9K-MOD80-SE=80G MODULAR LINECARD, SERVICE EDGE OPTIMIZED (S | I032933 | CSRVRACS | A | Test8536 | 8580 | C | NOS.
A9K-MPA-2X40GE=ASR 9000 2-PORT 40GE MODULAR PORT ADAPTER | I032934 | CSRVRACS | A | Test8537 | 8581 | C | NOS.
CON-SNT-A9KMPA2:SNTC-8X5XNBD ASR 9000 2-PORT 40GE | I032935 | Cap Related Ser | B | Test8538 | 8582 | C | NOS.
QSFP-40G-SR-BD=QSFP40G BIDI SHORT-REACH TRANSCEIVER | I032936 | CSRVRACS | A | Test8539 | 8583 | C | NOS.
QSFP-40G-LR4=QSFP 40GBASE-LR4 OTN TRANSCEIVER, LC, 10KM | I032937 | CSRVRACS | A | Test8540 | 8584 | C | NOS.
NU-CALGON 4296-60 AC PAN TREATMENT TABLET | I032938 | OSITEMAINT | A | Test8541 | 8585 | C | NOS.
A/C DRAIN SUCKER | I032939 | OTOOLS | A | Test8542 | 8586 | C | NOS.
HANDHELD DIGITAL BAROMETER | I032940 | OTOOLS | A | Test8543 | 8587 | C | NOS.
USB ENDOSCOPIC INSPECTION CAMERA | I032941 | OTOOLS | A | Test8544 | 8588 | C | NOS.
CEILING CASSETE AC BIB SET | I032942 | OSITEMAINT | A | Test8545 | 8589 | C | NOS.
FUJIKURA AIO KIT 70S WITH CT08 CLEAVER AND OTHER ACCESSORIES | I032943 | COPFIBRNTWK | A | Test8546 | 8590 | C | NOS.
P-TOUCH LABELLER PT-H110(MA003) | I032944 | SMISC | A | Test8547 | 8591 | C | NOS.
P-TOUCH LABELLER PT-E110VP(MA003) | I032945 | SMISC | A | Test8548 | 8592 | C | NOS.
CANON COLOR LASER PRINTER LBP 841CDN WITH NETWORK (SL151) | I032946 | SMISC | A | Test8549 | 8593 | C | NOS.
FTB 2F COMPLETE WITH SC ADAPTORS AND PIGTAILS(MA003) | I032947 | SOPFIBRNTWK | A | Test8550 | 8594 | C | NOS.
ZAVIO-P8220:IR IP PTZ CAMERA,1080P HD OTDR SPEED DOME(SL157) | I032948 | SSURVLNCE | A | Test8551 | 8595 | C | NOS.
ZAVIO-CB5220:IR IP OUTDOOR BULLET CAMERA(SL157) | I032949 | SSURVLNCE | A | Test8552 | 8596 | C | NOS.
ZAVIO-CD5220:OUTDOOR VARIFOCAL IP DOME CAMERA(SL157) | I032950 | SSURVLNCE | A | Test8553 | 8597 | C | NOS.
PC-I7,16GB RAM,1TB, 64 CHANNEL GV-NVR RECORDING SW (SL157) | I032951 | SSURVLNCE | A | Test8554 | 8598 | C | NOS.
OS6350-P10:ALCATEL GIGABIT SWITCH OS6350-P10(SL157) | I032952 | SMODROUT | A | Test8555 | 8599 | C | NOS.
OS6350-RM-19-L:RACK MOUNTING KIT FOR OS6350-P10 SWITCH(SL157 | I032953 | SSRVRACS | A | Test8556 | 8600 | C | NOS.
SFP-GIG-LX:1000BASE-LX GIGABIT TRANSCEIVER(SL157) | I032954 | SSRVRACS | A | Test8557 | 8601 | C | NOS.
JD119B:HP X120 1G SFP LC LX TRANSCEIVER(SL157) | I032955 | SSRVRACS | A | Test8558 | 8602 | C | NOS.
ASR1000-RP-BLANK:BLANK COVER FOR ASR1000 RP | I032956 | CSRVRACS | A | Test8559 | 8603 | C | NOS.
ASR1000-ESP-BLANK:BLANK COVER FOR ASR1000 ESP | I032957 | CSRVRACS | A | Test8560 | 8604 | C | NOS.
M-ASR1K-RP3-16GB:CISCO ASR1000 RP3 16GB | I032958 | CSRVRACS | A | Test8561 | 8605 | C | NOS.
CON-SNT-MASR1KAG:SNTC-8X5XNBD CISCO ASR1000 RP3 16 | I032960 | Cap Related Ser | B | Test8562 | 8606 | C | NOS.
SCE8000-SCM-E-USED:CISCO SCE8000 SERVICE CNTROL MODULE(USED) | I032962 | CSRVRACS | A | Test8563 | 8607 | C | NOS.
FS-VMW-10-SW-K9:CISCO FIREPOWER MANAGEMENT CENTER,(VMWARE) F | I032963 | VMAISPDH | B | Test8564 | 8608 | C | NOS.
CON-ECMU-VMWSW10:SWSS UPGRADES CISCO FIREPOWER MANAGEMENT CE | I032964 | VMAISPDH | B | Test8565 | 8609 | C | NOS.
CROSS CONNECT - INSTALLATION FEE- SINGLE-MODE FIBER | I032965 | VMAISPDH | B | Test8566 | 8610 | C | NOS.
TRACKING DEVICE MT366G | I032967 | OSPRVEHBT | A | Test8567 | 8611 | C | NOS.
SPEED BOAT HIRE | I032968 | VEXTPDHM | B | Test8568 | 8612 | C | NOS.
ALUMINIUM CLADDING SHEETS METALIC SILVER | I032969 | OSITEMAINT | A | Test8569 | 8613 | C | NOS.
BIO SEALER (BLOOD BAG SEALER) | I032970 | OMISC | A | Test8570 | 8614 | C | NOS.
BIO MIXER (BLOOD BAG MIXER) (WITH BLOOD BAG WEIGHING SCALE) | I032971 | OMISC | A | Test8571 | 8615 | C | NOS.
DONOR COT | I032972 | OMISC | A | Test8572 | 8616 | C | NOS.
TEST TUBE (SOFTA) | I032973 | OMISC | A | Test8573 | 8617 | C | NOS.
GLC-SX-MMD=1000BASE-SX SFP TRANSCEIVER MODULE, MMF, 850NM DO | I032974 | CSRVRACS | A | Test8574 | 8618 | C | NOS.
GIFT PACK | I032975 | VDHIRAAGU-FDN | B | Test8575 | 8619 | C | NOS.
GIFT PACK | I032976 | VEXTPPRE | B | Test8576 | 8620 | C | NOS.
PROCEERA SW & SUB LICENSES | I032977 | Cap Related Ser | B | Test8577 | 8621 | C | NOS.
HW & SYSTEMS SW | I032978 | Cap Related Ser | B | Test8578 | 8622 | C | NOS.
CPS INTEGRATION WITH PROCERA DPI | I032980 | Cap Related Ser | B | Test8579 | 8623 | C | NOS.
DELL EMC UNITY 300 HYBRID FLASH STORAGE | I032981 | CSRVRACS | A | Test8580 | 8624 | C | NOS.
WORLD CUP SECTION IN DHIRAAGU LIFESTYLE APP | I032982 | VNEWPROD | B | Test8581 | 8625 | C | NOS.
ANNUAL SUPPORT PLAN | I032983 | Cap Related Ser | B | Test8582 | 8626 | C | NOS.
SUBSCRIPTION FEE FOLLOWME TRACKING SERVICE PREMIUM PACKAGE | I032984 | VOPRLICS | B | Test8583 | 8627 | C | NOS.
DEPOSITORY SAFE | I032985 | OMISC | A | Test8584 | 8628 | C | NOS.
DELL OPTIPLEX 7050 MT | I032987 | CLPTPCMPT | A | Test8585 | 8629 | C | NOS.
TP LINK GIGABIT PCI NETWORK ADAPTER TG-3269 | I032988 | CMISC | A | Test8586 | 8630 | C | NOS.
TITAN-LIVE-BY-HD-INPUT:ALL-INCLUSIVE LICENSE PER INPUT CHANN | I032989 | Cap Related Ser | B | Test8587 | 8631 | C | NOS.
TITAN-SW-SERVER-PU6-DL04:1U PLATFORM FOR MULTI-SCREEN TRANSC | I032990 | CSRVRS | A | Test8588 | 8632 | C | NOS.
TITAN-SW-SDI:SDI BOARD FOR TITAN LIVE SW RUNNING ON | I032991 | CSRVRACS | A | Test8589 | 8633 | C | NOS.
AMS-SERVER-DL01:1RU SERVER PLATFORM FOR AMS | I032992 | CSRVRACS | A | Test8590 | 8634 | C | NOS.
WS-C3650-24TS-L:CISCO CATALYST 3650 24 PORT DATA 4X1G UPLINK | I032993 | CSRVRACS | A | Test8591 | 8635 | C | NOS.
PWR-C2-250WAC:250W AC CONFIG 2 POWER SUPPLY REDUNDANT/SPARE | I032994 | CSRVRACS | A | Test8592 | 8636 | C | NOS.
SFP-10G85-3M-CO:CISCO SFP-10G-SR COMPATIBLE 10GBASE-SR SFP+ | I032995 | CSRVRACS | A | Test8593 | 8637 | C | NOS.
WS-C2960X-48TS-L:CATALYST 2960-X 48 GIGE, 4 X 1G SFP, LAN BA | I032996 | CSRVRACS | A | Test8594 | 8638 | C | NOS.
SFP-1GTX-1M-CO:CISCO GLC-T COMPATIBLE 1000BASE-TX SFP COPPER | I032997 | CSRVRACS | A | Test8595 | 8639 | C | NOS.
SYS-INST-SAT:INSTALLATION AND ON-SITE ACCEPTANCE (SAT) | I032998 | Cap Related Ser | B | Test8596 | 8640 | C | NOS.
RACK & CABLING | I032999 | Cap Related Ser | B | Test8597 | 8641 | C | NOS.
SYS-TRN:TRAINING FOR SMNI ENGINEERS ON SMNI PREMISES IN 05 D | I033000 | Cap Related Ser | B | Test8598 | 8642 | C | NOS.
SILVER-SUPP:SILVER SUPPORT (HW REPAIR 10 BUSINESS DAYS | I033001 | Cap Related Ser | B | Test8599 | 8643 | C | NOS.
ELC-VS:ELECTRA VS ATO MODEL | I033002 | CMISC | A | Test8600 | 8644 | C | NOS.
ELC-VS-1U-2AC-SYS:ELETRA VS 1RU PLATFORM FOR SYSTEM STORAGE | I033003 | CMISC | A | Test8601 | 8645 | C | NOS.
ELC-VS-HW-3GSDI-4: ELECTRA VS HARDWARE OPTION:ADDITIONAL QUA | I033004 | CTRNACCEQ | A | Test8602 | 8646 | C | NOS.
ELC-VS-HW-UHD:ELECTRA VS HARDWARE OPTION: ADDITIONAL QUAD-PO | I033005 | CTRNCNEWEQ | A | Test8603 | 8647 | C | NOS.
ELC-VS-LIC-DEC-HEVCUHD:ELETRA VS LICENSE | I033006 | Cap Related Ser | B | Test8604 | 8648 | C | NOS.
ELC-VS-LIC-ENC-HEVCCUHD:ELECTRA VS LICENSE | I033007 | Cap Related Ser | B | Test8605 | 8649 | C | NOS.
ELC-VS-LIC-HDR-HLG:ELECTRA VS LICENSE | I033008 | Cap Related Ser | B | Test8606 | 8650 | C | NOS.
ELC-VS-LIC-DEC-DD51:ELECTRA VS LICENSE | I033009 | Cap Related Ser | B | Test8607 | 8651 | C | NOS.
ELC-VS-LIC-ENC-AAC51:ELECTRA VS LICENSE | I033010 | Cap Related Ser | B | Test8608 | 8652 | C | NOS.
SCTC-INDIA-NT-2:SYSTEM CHECK-OUT,TEST & COMMISSIONING SERVS | I033011 | Cap Related Ser | B | Test8609 | 8653 | C | NOS.
SLAST12R5: STADARD SUPPORT,12 MONTH TERM 5DAY RMA SHIPPING | I033012 | Cap Related Ser | B | Test8610 | 8654 | C | NOS.
FW-ELC-X2-ENC-UPCONV - ELECTRA X2 HD 1080P 50 UP CON LICENSE | I033013 | Cap Related Ser | B | Test8611 | 8655 | C | NOS.
FC-10-VVM02-936-02-12:STANDARD BUNDLE 24X7 FORTICARE(MA004-A | I033014 | Sales Relat Ser | B | Test8612 | 8656 | C | NOS.
1090:FIBER MEDIA CONVERTER 48V DC(MA003) | I033015 | SOPFIBRNTWK | A | Test8613 | 8657 | C | NOS.
1089:FIBER MEDIA CONVERTER 220V AC(MA003) | I033016 | SOPFIBRNTWK | A | Test8614 | 8658 | C | NOS.
CON-SNT-A9008SIZ:SNTC-8X5XNBD ASR 900 COMBO 8 PORT | I033017 | CSRVRACS | A | Test8615 | 8659 | C | NOS.
61303201:SNATCH BLOCK WITH SHACKLE 2"X2TON PLATE SIDED FOR 3 | I033018 | CTOOLS | A | Test8616 | 8660 | C | NOS.
61301001:TAILBOARD BLOCK 3"X2TON PLATE SIDED FOR 3/8" WIRE R | I033019 | CTOOLS | A | Test8617 | 8661 | C | NOS.
IG-IOM:ANALOG/BINARY INPUT/OUTPUT MODULE | I033020 | OGENTSP | A | Test8618 | 8662 | C | NOS.
IL-NT S-USB:SERVICE USB MODULE | I033021 | OGENTSP | A | Test8619 | 8663 | C | NOS.
IA-NT PWR:INTELIATS NT PWR - AUTOMATIC TRANSFER SWITCH (ATS) | I033022 | OGENTSP | A | Test8620 | 8664 | C | NOS.
DSE160:SELF-SEEKING POWER SUPPLY | I033023 | OGENTSP | A | Test8621 | 8665 | C | NOS.
DSE331:AUTO TRANSFER SWITCH CONTROL MODULE | I033024 | OGENTSP | A | Test8622 | 8666 | C | NOS.
FC1-15-EMS01-158-02-12:FORTICLIENT ENTERPRISE MNGMNT(MA004-A | I033025 | Sales Relat Ser | B | Test8623 | 8667 | C | NOS.
FC-10-FE40E-953-02-12:24X7 FORTICARE PLUS FORTIGUARD(MA004-A | I033026 | Sales Relat Ser | B | Test8624 | 8668 | C | NOS.
FC-10-00502-950-02-12:UTM PROTECTION 24X7 FORTICARE(MA004-A | I033027 | Sales Relat Ser | B | Test8625 | 8669 | C | NOS.
CON-SNT-WSC368TD:SNTC-8X5XNBD CISCO CATALYST 3650 48 PORT | I033028 | CSRVRACS | A | Test8626 | 8670 | C | NOS.
S3650UK9-163:UNIVERSAL | I033029 | CSRVRACS | A | Test8627 | 8671 | C | NOS.
PWR-C2-1025WAC/2:1025W AC CONFIG 2 SECONDARY POWER SUPPL | I033030 | CSRVRACS | A | Test8628 | 8672 | C | NOS.
901-1795-2045-N :DIPLEXER(OUTDOOR UNIT) | I033031 | CTRNACCEQ | A | Test8629 | 8673 | C | NOS.
231-700-2700-N :4X4 HYBRID COMBINER (OUTDOOR UNIT) | I033032 | CTRNACCEQ | A | Test8630 | 8674 | C | NOS.
CANON MULTIMEDIA PROJECTOR | I033033 | ODISPDVCS | A | Test8631 | 8675 | C | NOS.
LTN IP DELIVERY | I033034 | v-TV CONT-COSTS | B | Test8632 | 8676 | C | NOS.
PROTOTYPE SAMPLE OF SMART D WITH FUNCTION | I033035 | OMISC | A | Test8633 | 8677 | C | NOS.
3D SAMPLE SMART D WITHOUT FUNCTION(BLACK/WHITE) | I033036 | OMISC | A | Test8634 | 8678 | C | NOS.
SONY 3300-LUMEN WXGA INTERACTIVE ULTRA SHORT THROW PROJECTOR | I033037 | CMISC | A | Test8635 | 8679 | C | NOS.
SL-2U-MCX-C612-LA-1:2U RACK MOUNT SERVER | I033038 | CSRVRS | A | Test8636 | 8680 | C | NOS.
TECHNICAL AUDIT FOR 80M LATTICE TOWER & SUBMISSION OF REPORT | I033039 | VREPANTM | B | Test8637 | 8681 | C | NOS.
FOOTBALL | I033040 | OMISC | A | Test8638 | 8682 | C | NOS.
P-TOUCH LABELLER PT-E300VP(MA003) | I033041 | SMISC | A | Test8639 | 8683 | C | NOS.
VIRTUAL MACHINES WITH ADD-ONS(2GB/1VCPU/50GB/2TB) | I033042 | VMAISPDH | B | Test8640 | 8684 | C | NOS.
TV-3D JMA/TR4 SILCA/ ILCO TO6 /TRIOVING KEY BLANKS | I033043 | VANC-FUR,FIT&OH | B | Test8641 | 8685 | C | NOS.
4 CORE 16SQMM CABLE(NON-ARMOURED) | I033044 | OLINPLNT | A | Test8642 | 8686 | C | Mtr
CHARGER FOR ASUS UX430UA (TYPE UK) | I033045 | OPCACSRS | A | Test8643 | 8687 | C | NOS.
MSTOWER PERPETUAL LICENSE WITH ONE DESIGN CODE | I033046 | Cap Related Ser | B | Test8644 | 8688 | C | NOS.
MSTOWER SELECT SUBSCRIPTION (1 YEAR) | I033047 | Cap Related Ser | B | Test8645 | 8689 | C | NOS.
DOCUMENTATION CHARGES | I033048 | Cap Related Ser | B | Test8646 | 8690 | C | NOS.
HELIOSSCOPE SINGLE USER LISCENCE ( ONE YEAR OPTION) | I033049 | VMAINT&SC | B | Test8647 | 8691 | C | NOS.
LOREX 8-CHANNEL 4K NVR WITH 2TB HDD & FOUR 4MP OUTDOOR CAMER | I033050 | CSURVLNCE | A | Test8648 | 8692 | C | NOS.
RACK MOUNT SM 6 CORES ODF FULLY LOADED(SL157) | I033051 | SSRVRKS | A | Test8649 | 8693 | C | NOS.
FIBER GLASS DUCT RODDER | I033052 | CINSTMAT | A | Test8650 | 8694 | C | NOS.
FISH TAPE & ACCESSORIES | I033053 | CINSTMAT | A | Test8651 | 8695 | C | NOS.
43000 BTU CASSETTE TYPE AIR CONDITIONER | I033054 | CACNSPR | A | Test8652 | 8696 | C | NOS.
ZNID-GPON-2608T-UK:ROHS,GPON ONT,INDOOR,0POTS,8GE WPOE(MS047 | I033055 | SOPFIBRNTWK | A | Test8653 | 8697 | C | NOS.
ZNID-GPON/GE-6024T-UK:INDOOR ONT,GPON/GE UPLINK,24GE(MS047) | I033056 | SOPFIBRNTWK | A | Test8654 | 8698 | C | NOS.
XCVR-GP-B+-1310TX-1490RX-IA:GPON ONU TRANSCEIVER,CLASS(MS047 | I033057 | SOPFIBRNTWK | A | Test8655 | 8699 | C | NOS.
J9773A:ARUBA 2530-24G-POE+ SWITCH(MS047) | I033058 | SOPFIBRNTWK | A | Test8656 | 8700 | C | NOS.
AMD SOCKET AM4 RYZEN 7 1700 3.0 | I033060 | SPCACSRS | A | Test8657 | 8701 | C | NOS.
PERMANCE DDR4 8X2 (16GB) | I033061 | SPCACSRS | A | Test8658 | 8702 | C | NOS.
INTERNAL HARD SATA3 1TB | I033062 | SPCACSRS | A | Test8659 | 8703 | C | NOS.
TP-LINK TG-3269 GIGABIT PCI | I033063 | SPCACSRS | A | Test8660 | 8704 | C | NOS.
WT-2041D-42U:42U SERVER RACK BLACK(W24XD40XH73.5INCH)(MS047) | I033064 | SSRVRKS | A | Test8661 | 8705 | C | NOS.
WT-2230A-9U:9U SERVER RACK BLACK(W-600MM/D-540MM)(SL156) | I033065 | SSRVRKS | A | Test8662 | 8706 | C | NOS.
WT-2041D-42U:42U SERVER RACK BLACK(W24XD40XH73.5INCH)(SL156) | I033066 | SSRVRKS | A | Test8663 | 8707 | C | NOS.
AWARD GALA NIGHT FEE | I033067 | V-Branding | B | Test8664 | 8708 | C | NOS.
FLAG SET | I033068 | OMISC | A | Test8665 | 8709 | C | NOS.
HUAWEI HARDWARE OLT | I033069 | CMOBSWEQ | A | Test8666 | 8710 | C | NOS.
HP HARD DRIVE DH072BB978-2PACK-72GB-15000RPM | I033070 | OSRVRACS | A | Test8667 | 8711 | C | NOS.
CON-SNT-25GHAK9:SNTC-8X5XNBD ASR1002 HA BUNDLE W/ESP-5G,AESK | I033071 | VMAINT&SC | B | Test8668 | 8712 | C | NOS.
CON-SNT-ASRBB4K:SNTC-8X5XNBD SESSIONS FEATURE LIC FOR ASR100 | I033072 | VMAINT&SC | B | Test8669 | 8713 | C | NOS.
CON-SNT-ASRBBRTU:SNTC-8X5XNBD BROADBAND RIGHT-TO-USE FEATURE | I033073 | VMAINT&SC | B | Test8670 | 8714 | C | NOS.
CON-SNT-ASR1IOS:SNTC-8X5XNBD SW REDUNDANCY RIGHT-TO-USE FEAT | I033074 | VMAINT&SC | B | Test8671 | 8715 | C | NOS.
CON-SNT-ASR1KESP:SNTC-8X5XNBD ASR1K EMBEDDED SERVICES PROCES | I033075 | VMAINT&SC | B | Test8672 | 8716 | C | NOS.
CON-SNT-2X1GEV2:SNTC-8X5XNBD 2-PT GIGABIT ENET SHARD PT ADPT | I033076 | VMAINT&SC | B | Test8673 | 8717 | C | NOS.
CON-SNT-410GHAK9:SNTC-8X5XNBD ASR1004 HA BUNDLE W/ESP-10G,RP | I033077 | VMAINT&SC | B | Test8674 | 8718 | C | NOS.
CON-SNT-5X1GEV2:SNTC-8X5XNBD 5-PT GIGABIT ENET SHARED PT ADP | I033078 | VMAINT&SC | B | Test8675 | 8719 | C | NOS.
CON-SNT-AESK933S:SNTC-8X5XNBD CISCO ASR 1000 SERIES RP1 ADVA | I033079 | VMAINT&SC | B | Test8676 | 8720 | C | NOS.
CON-SAU-QPBNGBA1:SW APP SUPP+UPGR QUANTUM RUNTIME ENVIRON-BN | I033080 | VMAINT&SC | B | Test8677 | 8721 | C | NOS.
CON-SNT-ASR1000E:SNTC-8X5XNBD CISCO ASR1000 EMBEDDED SERVICE | I033081 | VMAINT&SC | B | Test8678 | 8722 | C | NOS.
CON-SNT-ASRRP1:SNTC-8X5XNBD CISCO ASR1000 ROUTE PROCESSOR 1 | I033082 | VMAINT&SC | B | Test8679 | 8723 | C | NOS.
CON-SNT-ASRSIP10:SNTC-8X5XNBD CISCO ASR1000 SPA INTERFACE PR | I033083 | VMAINT&SC | B | Test8680 | 8724 | C | NOS.
CON-SNT-ASRSIPB:SNTC-8X5XNBD CISCO ASR1000 SPA INTERFACE PRO | I033084 | VMAINT&SC | B | Test8681 | 8725 | C | NOS.
CON-SNT-ASR90061:SNTC-8X5XNBD ASR 9006 AC CHASSIS WITH PEM V | I033085 | VMAINT&SC | B | Test8682 | 8726 | C | NOS.
CON-SNT-A9KRSP4S:SNTC-8X5XNBD ASR9K ROUTE SWITCH PROCESSOR 4 | I033086 | VMAINT&SC | B | Test8683 | 8727 | C | NOS.
CON-SNT-XRA9KPX4:SNTC-8X5XNBD CSC IOS XR IP/MPLS CORE SW 3DE | I033087 | VMAINT&SC | B | Test8684 | 8728 | C | NOS.
CON-OS-A9K-2T2G:SNTC-8X5XNBD 2-PORT 10GE, 20-PORT | I033088 | VMAINT&SC | B | Test8685 | 8729 | C | NOS.
CON-SNT-A9KAIPLE:SNTC-8X5XNBD L3VPN LINE CARD LIC, FOR USE W | I033089 | VMAINT&SC | B | Test8686 | 8730 | C | NOS.
CON-SAU-FXPSUB1T:SW APP SUPP+UPGR SUBSC POLICY MODULE-10K SU | I033090 | VMAINT&SC | B | Test8687 | 8731 | C | NOS.
CON-SNT-3750G24TS:SNTC-8X5XNBD CAT 3750 24 STNDRD MULTILAYER | I033091 | VMAINT&SC | B | Test8688 | 8732 | C | NOS.
CON-SNT-M38X24FS:SNTC-8X5XNBD ME3800X CARRIER ETHERNET SWITC | I033092 | VMAINT&SC | B | Test8689 | 8733 | C | NOS.
CON-SNT-ME3800XA:SNTC-8X5XNBD ME3800X METRO AGGREGATION SERV | I033093 | VMAINT&SC | B | Test8690 | 8734 | C | NOS.
CON-SNT-LME380XS:SNTC-8X5XNBD ME3800X SCALABILITY LICENSE WI | I033094 | VMAINT&SC | B | Test8691 | 8735 | C | NOS.
CON-SNT-SCE80004”SNTC-8X5XNBD SCE8000 WITH PSS SCM-E SIP 4 S | I033095 | VMAINT&SC | B | Test8692 | 8736 | C | NOS.
SW APP SUPP C-INSIGHT LICENSE FOR 1XSCE8000 | I033096 | VMAINT&SC | B | Test8693 | 8737 | C | NOS.
SW APP SUPP SCA CAPACITY CONTROL FOR SCE000 | I033097 | VMAINT&SC | B | Test8694 | 8738 | C | NOS.
CON-SNT-1X10GEV2:SNTC-8X5XNBD 1-PT 10GE LAN-PHY SHARED PT A | I033098 | VMAINT&SC | B | Test8695 | 8739 | C | NOS.
CON-SNT-SCE8000M:SNTC-8X5XNBD CISCO SCE8000 SERVIC | I033099 | VMAINT&SC | B | Test8696 | 8740 | C | NOS.
CON-SNT-37502TSS:SNTC-8X5XNBD CATALYST 3750V2 24 1 | I033100 | VMAINT&SC | B | Test8697 | 8741 | C | NOS.
CON-SNT-WS-C4507:SNTC-8X5XNBD CATALYST 4507R SERIES MODULAR | I033101 | VMAINT&SC | B | Test8698 | 8742 | C | NOS.
CON-SNT-494810GE:SNTC-8X5XNBD CAT 4948 4810/100/1000T | I033102 | VMAINT&SC | B | Test8699 | 8743 | C | NOS.
CON-SNT-WS-C6509:SNTC-8X5XNBD CATALYST 6509 | I033103 | VMAINT&SC | B | Test8700 | 8744 | C | NOS.
CON-SNT-R7203CXL:SNTC-8X5XNBD CISCO 7600 ROUTE SWI | I033104 | VMAINT&SC | B | Test8701 | 8745 | C | NOS.
CON-SNTP-C6880XCA:SNTC-24X7X4 CISCO CATALYST 6880- | I033105 | VMAINT&SC | B | Test8702 | 8746 | C | NOS.
CON-SNT-A9KAIPLE:SNTC-8X5XNBD L3VPN LINE CARD LIC, FOR USE W | I033106 | VMAINT&SC | B | Test8703 | 8747 | C | NOS.
CON-SNT-356024TE:SNTC-8X5XNBD CAT 3560 24 10/100 + 2 SFP ENH | I033107 | VMAINT&SC | B | Test8704 | 8748 | C | NOS.
CON-SNT-6807S2TB:SNTC-8X5XNBD CHASSIS+FAN TRAY+ SU | I033108 | VMAINT&SC | B | Test8705 | 8749 | C | NOS.
CON-SSSNT-C48S:SOLN SUPP 8X5XNBD MDS 9148S 16G FC SWITCH, W/ | I033109 | VMAINT&SC | B | Test8706 | 8750 | C | NOS.
CON-SSSNT-M91X:SOLN SUPP 8X5XNBD DCNM SAN ADV FEATURES FOR M | I033110 | VMAINT&SC | B | Test8707 | 8751 | C | NOS.
CON-SSSAU-SM91K:SOLN SUPP SAU DCNM FOR SAN LICENSE | I033111 | VMAINT&SC | B | Test8708 | 8752 | C | NOS.
CON-SNT-WSC368TD:SNTC-8X5XNBD CISCO CATALYST 3650 48 PORT DA | I033112 | VMAINT&SC | B | Test8709 | 8753 | C | NOS.
CON-SNT-WSC16SFX:SNTC-8X5XNBD CATALYST 4500-X 16 PORT 10G IP | I033113 | VMAINT&SC | B | Test8710 | 8754 | C | NOS.
CON-SNT-ASR12CZD:SNTC-8X5XNBD CISCO ASR920 SERIES - 12GE AND | I033114 | VMAINT&SC | B | Test8711 | 8755 | C | NOS.
CON-SNT-ASR920SA:SNTC-8X5XNBD CISCO ASR920 SERIES | I033115 | VMAINT&SC | B | Test8712 | 8756 | C | NOS.
CON-SNT-ASR90588:SNTC-8X5XNBD ASR 920 IEEE 1588-2008 BC/MC L | I033116 | VMAINT&SC | B | Test8713 | 8757 | C | NOS.
CON-SNT-ASR920GG:SNTC-8X5XNBD CISCO ASR920 SERIES | I033117 | VMAINT&SC | B | Test8714 | 8758 | C | NOS.
CON-SNT-ASR903:SNTC-8X5XNBD ASR 903 SERIES ROUTER CHASSIS | I033118 | VMAINT&SC | B | Test8715 | 8759 | C | NOS.
CON-SNT-A900A128:SNTC-8X5XNBD ASR 900 ROUTE SWITCH | I033119 | VMAINT&SC | B | Test8716 | 8760 | C | NOS.
CON-SNT-SLASR93A:SNTC-8X5XNBD ASR 903 METRO AGGREGATION SERV | I033120 | VMAINT&SC | B | Test8717 | 8761 | C | NOS.
CON-SNT-A900MA2Z:SNTC-8X5XNBD ASR 900 2 PORT 10GE | I033121 | VMAINT&SC | B | Test8718 | 8762 | C | NOS.
CON-SNT-IMA8S:SNTC-8X5XNBD ASR 900 8 PORT SFP GIGABIT ETHERN | I033122 | VMAINT&SC | B | Test8719 | 8763 | C | NOS.
CON-SNT-IE38TC:SNTC-8X5XNBD CISCO IE3000 SWITCH, 8 10/100 + | I033123 | VMAINT&SC | B | Test8720 | 8764 | C | NOS.
CON-SNT-ME34002D:SMARTNET 8X5XNBD CISCO ME 3400 SWITCH - 24 | I033124 | VMAINT&SC | B | Test8721 | 8765 | C | NOS.
CON-SNT-3400G12D:SNTC-8X5XNBD ME 3400 SERIES 12 CO | I033125 | VMAINT&SC | B | Test8722 | 8766 | C | NOS.
CON-SNT-ME492410:SNTC-8X5XNBD ME4924 SWITCH 24X 1GE SFP 4X S | I033126 | VMAINT&SC | B | Test8723 | 8767 | C | NOS.
CON-SNT-M38TM:SNTC-8X5XNBD CISCO IE 3000 EXPANSION MODULE, 8 | I033127 | VMAINT&SC | B | Test8724 | 8768 | C | NOS.
CON-SNT-356048TS:SNTC-8X5XNBD CAT 3560 48 10/100/1000T + 4 S | I033128 | VMAINT&SC | B | Test8725 | 8769 | C | NOS.
CON-SNT-ME34E24:SNTC-8X5XNBD ME3400E ETHERNET | I033129 | VMAINT&SC | B | Test8726 | 8770 | C | NOS.
CON-SNT-ME34EG1:SNTC-8X5XNBD ME3400E 12COMBO | I033130 | VMAINT&SC | B | Test8727 | 8771 | C | NOS.
CON-SNT-C4948GEE:SNTC-8X5XNBD 4948, ES IMAGE 4810/100/1K 2 1 | I033131 | VMAINT&SC | B | Test8728 | 8772 | C | NOS.
CON-SNT-WSC384TE:SNTC-8X5XNBD CISCO CATALYST 3850 24 PORT DA | I033132 | VMAINT&SC | B | Test8729 | 8773 | C | NOS.
CON-SNT-XFP10GLL:SNTC-8X5XNBD LOW POWER MULTIRATE | I033133 | VMAINT&SC | B | Test8730 | 8774 | C | NOS.
CON-OS-RSP72030:SNTC-8X5XNBD RSP720-3CXL-GE, BUNDLE 2 PACK | I033134 | VMAINT&SC | B | Test8731 | 8775 | C | NOS.
IT066549:10/100/1000M FIBER MEDIA CNVTR SF/SM/SC 20KM(MA003) | I033135 | SOPFIBRNTWK | A | Test8732 | 8776 | C | NOS.
IT066550:10/100/1000M MEDIA CONVERTER SF/SM/SC 20KM(MA003) | I033136 | SOPFIBRNTWK | A | Test8733 | 8777 | C | NOS.
CON-SAU-FXPQUOT1:SW APP SUPP+UPGR QUOTA FTR PK-10K SUBSCS-10 | I033137 | VMAINT&SC | B | Test8734 | 8778 | C | NOS.
CON-SAU-MPUSUM11:SW APP SUPP+UPGR UNIFIED SUBSC MGMT MOD 10K | I033138 | VMAINT&SC | B | Test8735 | 8779 | C | NOS.
CON-SAU-MPSIR101:SW APP SUPP+UPGR SUBSC INTELLGNCE MOD 10K S | I033139 | VMAINT&SC | B | Test8736 | 8780 | C | NOS.
CON-AS-MOB-CEM:CISCO MOBILITY OPTIMIZATION SUPPORT SERVICES | I033141 | VMAINT&SC | B | Test8737 | 8781 | C | NOS.
CON-SNT-C7606S:SNTC-8X5XNBD CISCO 7606-S CHASSIS | I033142 | VMAINT&SC | B | Test8738 | 8782 | C | NOS.
CON-SNT-7600SIP2:SNTC-8X5XNBD 7600 SERIES SPA INTERFACE PROC | I033143 | VMAINT&SC | B | Test8739 | 8783 | C | NOS.
CON-SNT-7600SIP4:SNTC-8X5XNBD 7600 SERIES SPA INTERFACE PROC | I033144 | VMAINT&SC | B | Test8740 | 8784 | C | NOS.
CON-SNT-7606S8BR:SNTC-8X5XNBD 7606S CHASSIS,6-SLOT,REDUND SU | I033145 | VMAINT&SC | B | Test8741 | 8785 | C | NOS.
CON-OS-1XCHSTMO:SNTC-8X5XNBD 1-PT CHANNELIZED STM SPA | I033146 | VMAINT&SC | B | Test8742 | 8786 | C | NOS.
CON-OS-2X1GEV2:SNTC-8X5XNBD 2-PT GIGABIT ENET SHARD PT ADPTR | I033147 | VMAINT&SC | B | Test8743 | 8787 | C | NOS.
CON-OS-5X1GEV2:SNTC-8X5XNBD 5-PT GIGABIT ENET SHARED PT ADPT | I033148 | VMAINT&SC | B | Test8744 | 8788 | C | NOS.
CON-OS-24CHT1CE:SNTC-8X5XNBD 24 PORT CHANNEL T1/E1/J1 ATM CI | I033149 | VMAINT&SC | B | Test8745 | 8789 | C | NOS.
CON-SNT-1X10GEV2:SNTC-8X5XNBD 1-PT 10GE LAN-PHY SHARED PT A | I033150 | VMAINT&SC | B | Test8746 | 8790 | C | NOS.
CON-OS-7600SIP6:SNTC-8X5XNBD CISCO 7600 SERIES SP | I033151 | VMAINT&SC | B | Test8747 | 8791 | C | NOS.
CON-SNT-2TG3CXL:SNTC-8X5XNBD 7600 ES+XT, LAN/WAN PHY, OTN/G. | I033152 | VMAINT&SC | B | Test8748 | 8792 | C | NOS.
CON-SNT-3C10GE:SNTC-8X5XNBD CISCO 7600 ROUTE SWITCH PROCESSO | I033153 | VMAINT&SC | B | Test8749 | 8793 | C | NOS.
CON-SNT-ES20G3:SNTC-8X5XNBD 20XGE SFP -DFC 3C | I033154 | VMAINT&SC | B | Test8750 | 8794 | C | NOS.
CON-SNT-ES2TG3:SNTC-8X5XNBD 2X10GE XFP-DFC 3C | I033155 | VMAINT&SC | B | Test8751 | 8795 | C | NOS.
CON-SNT-ES40TG3:SNTC-8X5XNBD 4X10GE XFP WITH DFC 3C | I033156 | VMAINT&SC | B | Test8752 | 8796 | C | NOS.
ASA5506-K9:ASA 5506-X WITH FIREPOWER SERVICES, 8GE, AC, 3DES | I033157 | OMODROUT | A | Test8753 | 8797 | C | NOS.
CON-SNT-ASA5506K:SNTC-8X5XNBD ASA 5506-X WITH FIREPOWER SERV | I033158 | V-PABX Others | B | Test8754 | 8798 | C | NOS.
SF-ASA-K-9.8.2-K8:CISCO ASA 9.8.2 SOFTWARE IMAGE FOR ASA 550 | I033159 | V-PABX Others | B | Test8755 | 8799 | C | NOS.
SF-ASA-FP6.2.2-K9:CISCO FIREPOWER SOFTWARE V6.2.2 FOR ASA 55 | I033160 | V-PABX Others | B | Test8756 | 8800 | C | NOS.
ASA5506-CTRL-LIC:CISCO ASA5506 CONTROL LICENSE | I033161 | V-PABX Others | B | Test8757 | 8801 | C | NOS.
ASA5506-SSD:ASA 5506-X SSD | I033162 | V-PABX Others | B | Test8758 | 8802 | C | NOS.
ASA5500-ENCR-K9:ASA 5500 STRONG ENCRYPTION LICENSE (3DES/AES | I033163 | V-PABX Others | B | Test8759 | 8803 | C | NOS.
ASA5506-PWR-AC:ASA 5506-X POWER ADAPTOR | I033164 | OMODROUT | A | Test8760 | 8804 | C | NOS.
DELL XPS 8920 INTEL I7-7700 3.60GHZ(SL149) | I033165 | SPCSYSTM | A | Test8761 | 8805 | C | NOS.
PARTICIPATION COSTS | I033166 | VMAISPDO | B | Test8762 | 8806 | C | NOS.
HOSTING COSTS | I033167 | VMAISPDO | B | Test8763 | 8807 | C | NOS.
ORACLE RESOURCE T&M SERVICES (OFF-SITE TEST CASE WRITER) | I033168 | Cap Related Ser | B | Test8764 | 8808 | C | NOS.
STEEL COVER PANEL | I033169 | CFURNITURE | A | Test8765 | 8809 | C | NOS.
PARTITION 150X42 CM GLASS | I033170 | CFURNITURE | A | Test8766 | 8810 | C | NOS.
PARTITION 120X42 CM GLASS | I033171 | CFURNITURE | A | Test8767 | 8811 | C | NOS.
CABLE CHANNEL BOX (FOR TABLES) | I033172 | CFURNITURE | A | Test8768 | 8812 | C | NOS.
INCP-BGP-ENG:INCAPSULA INFRSTRUCTRE PROTECTION,ENGINEER FEE | I033176 | VMAISPDH | B | Test8769 | 8813 | C | NOS.
INCAP-DDOS-BGP-OD-20G-R-CLD: INFRASTRUCTURE DDOS PROTECTION, | I033177 | VMAISPDH | B | Test8770 | 8814 | C | NOS.
INCAP-DDOS-BGP-B-CLASS-R-CLD: ADDITIONAL B-CLASS | I033178 | VMAISPDH | B | Test8771 | 8815 | C | NOS.
INCAP-EXT-MON-1RT-R-CLD:INCAPSULA EXTRNAL MONITORING FOR INF | I033179 | VMAISPDH | B | Test8772 | 8816 | C | NOS.
CABLE SNIFFER REMOTE(MA003) | I033180 | STOOLS | A | Test8773 | 8817 | C | NOS.
USB TYPE-C TO HDMI CABLE 25CM SILVER 1.5M(MA003) | I033181 | SMISC | A | Test8774 | 8818 | C | NOS.
MANAGE ENGINE SERVICEDESK+MSP ENTRP EDITION ANNUAL SUBSCRIPT | I033182 | VMAINT&SC | B | Test8775 | 8819 | C | NOS.
909-0050-ZD00 ZONEDIRECTOR 3000 LICENSE UPGRADE SUPPORT | I033183 | Sales Relat Ser | B | Test8776 | 8820 | C | NOS.
802-3050-1L00 PARTNER WATCHDOG SUPPORT FOR ZONEDIR | I033184 | Sales Relat Ser | B | Test8777 | 8821 | C | NOS.
DESIGN & DETAIL DRAWING | I033185 | Cap Related Ser | B | Test8778 | 8822 | C | NOS.
901-R510-XX00:ZONEFLEX R510 DUAL BAND WIRELESS AP | I033186 | SWIFIEQUIP | A | Test8779 | 8823 | C | NOS.
J9777A:ARUBA 2530 8G SWITCH | I033187 | SMODROUT | A | Test8780 | 8824 | C | NOS.
J4858D:ARUBA 1G SFP LC SX 500M MMF TRANSCEIVER | I033188 | SMODROUT | A | Test8781 | 8825 | C | NOS.
PREPAID SIM KIT (V0718) | I033189 | POSG24 | A | Test8782 | 8826 | A | NOS.
PREPAID USER GUIDE (V0718) | I033190 | POSG24 | A | Test8783 | 8827 | C | NOS.
YAMAHA YVC-300 USB AND BLUETOOTH PORTABLE CONFERENCE PHONE | I033191 | COTHTELEQ | A | Test8784 | 8828 | C | NOS.
FC-10-00207-871-02-12:ENTERPRISE PROTECTION (8X5 FORTICARE P | I033192 | Sales Relat Ser | B | Test8785 | 8829 | C | NOS.
FG-200E:18 X GE RJ45 (INCLUDING 2XWAN PORTS,1XMGMT PORT,1XHA | I033193 | SMODROUT | A | Test8786 | 8830 | C | NOS.
CBS HARDWARE SUPPORT | I033194 | V-Bill.Sys.Supp | B | Test8787 | 8831 | C | NOS.
PRODUCTION COST | I033195 | VSTAFEVE | B | Test8788 | 8832 | C | NOS.
KINGSTON 8GB RAM DDR4 ECC | I033196 | OSRVRACS | A | Test8789 | 8833 | C | NOS.
SITE SURVEY | I033197 | Cap Related Ser | B | Test8790 | 8834 | C | NOS.
FORTIGATE FIREWALL LICENSE RENEWAL | I033198 | V-I'NET-SEC-SER | B | Test8791 | 8835 | C | NOS.
LOWER UNIT GASKET KIT. P/N: 6G5W0001C1 | I033199 | OENGSPARES | A | Test8792 | 8836 | C | NOS.
WATER PUMP REPAIR KIT, P/N:61AW0078A2 | I033200 | OENGSPARES | A | Test8793 | 8837 | C | NOS.
TUBE WATER. P/N: 6E54436120000 | I033201 | OENGSPARES | A | Test8794 | 8838 | C | NOS.
LIBERATE DATA MIGRATION CONSULTANCY (1100 PER DAY) | I033202 | Cap Related Ser | B | Test8795 | 8839 | C | NOS.
WT-2230A-9U:9U SERVER RACK BLACK(W-600MM/D-540MM) | I033203 | SSRVRKS | A | Test8796 | 8840 | C | NOS.
WT-2038B-3M-YEL:CAT6 PATCH CORD YELLOW 3M | I033204 | SOPFIBRNTWK | A | Test8797 | 8841 | C | NOS.
FLUSSONIC MEDIA SERVER PERPETUAL LICENSE D0813 | I033205 | Cap Related Ser | B | Test8798 | 8842 | C | NOS.
BX1400U-MS:APC BACK UPS 1400VA,230V | I033206 | OPWR SYSTEM | A | Test8799 | 8843 | C | NOS.
INLINE FAN | I033207 | CACNSPR | A | Test8800 | 8844 | C | NOS.
PIN TOOLS KIT FOR TIMING BELT REPLACEMENT | I033208 | OGENTSP | A | Test8801 | 8845 | C | NOS.
SPECIAL TORXINSERT WITH HOLE FOR CARTER OPENING FOR DEUTZ 20 | I033209 | OGENTSP | A | Test8802 | 8846 | C | NOS.
YMDZ-04102940:VALVE COVER GASKET | I033210 | OGENTSP | A | Test8803 | 8847 | C | NOS.
1090:FIBER MEDIA CONVERTER 48V DC | I033211 | OINSTMAT | A | Test8804 | 8848 | C | NOS.
1089:FIBER MEDIA CONVERTER 220V AC | I033212 | OINSTMAT | A | Test8805 | 8849 | C | NOS.
PREPAID KIT PACK (V0718) | I033213 | POSG24 | A | Test8806 | 8850 | A | NOS.
SUBMERSIBLE PUMP | I033214 | OSITEMAINT | A | Test8807 | 8851 | C | NOS.
CANVAS HOSE(FOR SUBMERSIBLE PUMP) | I033215 | OSITEMAINT | A | Test8808 | 8852 | C | NOS.
HOSE CLIP(FOR SUBMERSIBLE PUMP) | I033216 | OSITEMAINT | A | Test8809 | 8853 | C | NOS.
APC SMART-UPS SRT 10000VA RM 230V | I033217 | CSRVRACS | A | Test8810 | 8854 | C | NOS.
CIRCLIP P/N: 9342036M0100 | I033218 | OENGSPARES | A | Test8811 | 8855 | C | NOS.
MAINFOLD EXHAUST P/N:64D4113200CA | I033219 | OENGSPARES | A | Test8812 | 8856 | C | NOS.
MAINFOLD EXHAUST 1 P/N:6G54113101CA | I033220 | OENGSPARES | A | Test8813 | 8857 | C | NOS.
12S WITH FH-60-250, FH-60-900 AND CT08 CLEAVER | I033221 | COPFIBRNTWK | A | Test8814 | 8858 | C | NOS.
MILWAUKEE M18 FUEL PERCUSSION DRILL (M18 FPD502C) | I033222 | CPWRTOOLS | A | Test8815 | 8859 | C | NOS.
M18B5 BATTERY PACK | I033223 | CPWRTOOLS | A | Test8816 | 8860 | C | NOS.
M12-18 MULTI FAST CHARGER | I033224 | CPWRTOOLS | A | Test8817 | 8861 | C | NOS.
HUAWEI 13.9" MATE BOOK X PRO MULTI-TOUCH NOTEBOOK(SPACE GRAY | I033225 | CLPTPCMPT | A | Test8818 | 8862 | C | NOS.
DELL XPS 8930 | I033226 | CLPTPCMPT | A | Test8819 | 8863 | C | NOS.
SHT-ZFT04:4CH FLOOR DISTRIBUTOR [FD](SL154) | I033227 | SSURVLNCE | A | Test8820 | 8864 | C | NOS.
DC 24V ADAPTER FOR FD(SL154) | I033228 | SSURVLNCE | A | Test8821 | 8865 | C | NOS.
SHT-ESC100:LIFT CONTROLLER [LC](SL154) | I033229 | SSURVLNCE | A | Test8822 | 8866 | C | NOS.
DC12V ADAPTOR FOR LC(SL154) | I033230 | SSURVLNCE | A | Test8823 | 8867 | C | NOS.
SHT-ESC110:LIFT SIGNAL TRANSMITTER [LST](SL154) | I033231 | SSURVLNCE | A | Test8824 | 8868 | C | NOS.
DC12V ADAPTOR FOR LST(SL154) | I033232 | SSURVLNCE | A | Test8825 | 8869 | C | NOS.
XPS2M:SUPREMA XPASS S2(SL154) | I033233 | SSURVLNCE | A | Test8826 | 8870 | C | NOS.
LIFT-IO:SUPREMA ELEVATOR ACCESS CONTROL I/O(SL154) | I033234 | SSURVLNCE | A | Test8827 | 8871 | C | NOS.
ACCESS CONTROL S/W: BIOSTAR STANDARD EDITION(SL154) | I033235 | Sales Relat Ser | B | Test8828 | 8872 | C | NOS.
MICROSOFT SURFACE DOCK | I033236 | OPCACSRS | A | Test8829 | 8873 | C | NOS.
MICROSOFT SURFACE PEN | I033237 | OPCACSRS | A | Test8830 | 8874 | C | NOS.
PLANTRONICS HW540 HEADSET | I033238 | OTELEEQ | A | Test8831 | 8875 | C | NOS.
NFC POS TERMINALS | I033247 | CMISC | A | Test8832 | 8876 | C | NOS.
MARS CHOCOLATE 51G | I033248 | OMISC | A | Test8833 | 8877 | C | NOS.
FABRICATION CHARGES | I033249 | VSTAFEVE | B | Test8834 | 8878 | C | NOS.
SNAP KNIFE 18MM | I033250 | CTOOLS | A | Test8835 | 8879 | C | NOS.
SNAP BLADE 18MM | I033251 | CTOOLS | A | Test8836 | 8880 | C | NOS.
BLADE RECIP 6"/24T PK5 | I033252 | CTOOLS | A | Test8837 | 8881 | C | NOS.
BLADE RECIP 6"/18T 5PK | I033253 | CTOOLS | A | Test8838 | 8882 | C | NOS.
BLADE RECIP 6"/14T 5PK | I033254 | CTOOLS | A | Test8839 | 8883 | C | NOS.
BLADE RECIP 4"/14T BIACE | I033255 | CTOOLS | A | Test8840 | 8884 | C | NOS.
BLADE SAW HACK 12" 32T | I033256 | CTOOLS | A | Test8841 | 8885 | C | NOS.
L-SL-19-SEC-KL-SL-19-SEC-K9=SECURITY E-DELIVERY PAK FOR CISC | I033257 | V-I'NET-SEC-SER | B | Test8842 | 8886 | C | NOS.
TORK HAND SOAP 1LTR | I033258 | OMISC | A | Test8843 | 8887 | C | NOS.
DELL URBAN 15" BACKPACK | I033259 | OMISC | A | Test8844 | 8888 | C | NOS.
FABRICATION CHARGES | I033260 | VREPPSTN | B | Test8845 | 8889 | C | NOS.
55” SAMSUNG 4K TV | I033261 | CMISC | A | Test8846 | 8890 | C | NOS.
SEOC BRIDGE | I033262 | OMODROUT | A | Test8847 | 8891 | C | NOS.
SEOC MODEM | I033263 | OMODROUT | A | Test8848 | 8892 | C | NOS.
WL886RT4 150MBP WRLESS-N ROUT | I033264 | POSG06 | A | Test8849 | 8893 | C | NOS.
KNZD-09A-T2S VOIP:EMERGENCY PHONE(SL145) | I033265 | STELEEQ | A | Test8850 | 8894 | C | NOS.
SUA5000RMI5U:APC SMART-UPS 5000VA,4000WAT,230V 5U RACK(SL145 | I033266 | SSRVRACS | A | Test8851 | 8895 | C | NOS.
SMC1500I-2U:APC SMART-UPS C 1500VA 2U LCD 230V(SL145) | I033267 | SSRVRACS | A | Test8852 | 8896 | C | NOS.
PACKAGING FEE | I033268 | VGENSPAR | B | Test8853 | 8897 | C | NOS.
DIGITAL DOOR LOCK | I033269 | OSITEMAINT | A | Test8854 | 8898 | C | NOS.
SC/PC-SC/PC DUPLEX MM FIBER OPTIC PATCH CORD (3 MTR LENGTH) | I033270 | OINSTMAT | A | Test8855 | 8899 | C | NOS.
BEUCHAT GLOVES WITH DOTS 3MM TI SMALL | I033271 | OMISC | A | Test8856 | 8900 | C | NOS.
BUOY WARNING BEUCHAT | I033272 | OMISC | A | Test8857 | 8901 | C | NOS.
NEOPRENE ZIPPER BOOT 5MM MEDIUM | I033273 | OMISC | A | Test8858 | 8902 | C | NOS.
3MM NEOPRENE KEVLAR GLOVE-M MEDIUM | I033274 | OMISC | A | Test8859 | 8903 | C | NOS.
LYCRA LONG SL RASH GUARD MAN NV X-LARGE | I033275 | OMISC | A | Test8860 | 8904 | C | NOS.
WALKIE TALKIE HANDHELD | I033276 | CMISC | A | Test8861 | 8905 | C | NOS.
AIR DUCT EARPIECE MICROPHONE | I033277 | CMISC | A | Test8862 | 8906 | C | NOS.
RENTAL CHARGES | I033278 | VREP-SUBM-SYS-D | B | Test8863 | 8907 | C | NOS.
REFRESHMENT | I033279 | VREP-SUBM-SYS-D | B | Test8864 | 8908 | C | NOS.
SERIVCE CHARGES | I033280 | VREP-SUBM-SYS-D | B | Test8865 | 8909 | C | NOS.
IUDE FUNCTION MODULE,FSU11Z,MONITORING CONTROLLER FOR FSU,2 | I033281 | CPWR SYSTEM | A | Test8866 | 8910 | C | NOS.
GUIDE EXHAUST. P/N: 6G5411370294 | I033283 | OENGSPARES | A | Test8867 | 8911 | C | NOS.
SUN-TCC-SMC900:TELEPHONE CROSS-CONNECT CABINET 900PR CABINET | I033284 | OINSTMAT | A | Test8868 | 8912 | C | NOS.
SUN-TCC-SMC1200:TELEPHONE CROSS-CONNECT CABINET 1200PR CABIN | I033285 | OINSTMAT | A | Test8869 | 8913 | C | NOS.
VSPHERE ESS PLUS KIT 6CPU LICENSE | I033286 | Cap Related Ser | B | Test8870 | 8914 | C | NOS.
ASUS UX303L NOTEBOOK PC MOTHERBOARD | I033287 | OPCACSRS | A | Test8871 | 8915 | C | NOS.
ASUS ZENBOOK UX303L UX303 KEYBOARD US BACKLIT | I033288 | OPCACSRS | A | Test8872 | 8916 | C | NOS.
DS-2DF8236I5X-AEL(W):(B)2MP 36×NETWRK LASER SPEED DOME(SL145 | I033289 | SSURVLNCE | A | Test8873 | 8917 | C | NOS.
DS-1604ZJ-BOX:WALL MOUNTING BRACKET WITH JUNCTION(SL145) | I033290 | SSURVLNCE | A | Test8874 | 8918 | C | NOS.
DS-2CD2135FWD-I(S):3MP ULTRA-LW LIGHT NTWRK DOME CAM(SL145) | I033291 | SSURVLNCE | A | Test8875 | 8919 | C | NOS.
DS-1272ZJ-110B:WALL MOUNT+JUNCTION BOX(SL145) | I033292 | SSURVLNCE | A | Test8876 | 8920 | C | NOS.
DS-1259ZJ:INCLINED CEILING MOUNT(SL145) | I033293 | SSURVLNCE | A | Test8877 | 8921 | C | NOS.
DS9632NII8:32CH 200MBPS/240MBPS 19” RCK-MNTD 2U CHSIS(SL145) | I033294 | SSURVLNCE | A | Test8878 | 8922 | C | NOS.
WD40PURZ:WD PURPLE HARD 4TB 3”(SL145) | I033295 | SSURVLNCE | A | Test8879 | 8923 | C | NOS.
PACKING TAPE(DHIRAAGU) | I033296 | OCRITICAL-ITEMS | A | Test8880 | 8924 | C | Roll
IOT1239770 HPE DL380 GEN10 8SFF CTO SERVER | I033297 | CSRVRS | A | Test8881 | 8925 | C | NOS.
IOT1239640 HPE DL380 GEN10 6154 XEON-G FIO KIT | I033298 | CSRVRACS | A | Test8882 | 8926 | C | NOS.
IOT1239639 HPE DL380 GEN10 6154 XEON-G KIT | I033299 | CSRVRACS | A | Test8883 | 8927 | C | NOS.
IOT1238741 HPE 16GB 2RX8 PC4-2666V-R SMART KIT | I033300 | CSRVRACS | A | Test8884 | 8928 | C | NOS.
IOT1211816 HPE 1.2TB SAS 10K SFF SC DS HDD | I033301 | CSRVRACS | A | Test8885 | 8929 | C | NOS.
IOT178772 ETHERNET 1GB 4-PORT 331T ADAPTER | I033302 | CSRVRACS | A | Test8886 | 8930 | C | NOS.
IT060232 HPE 96W SMART STORAGE BATTERY(>20 DEVICES)WITH 145M | I033303 | CSRVRACS | A | Test8887 | 8931 | C | NOS.
IOT1238786 HPE SMART ARRAY P408I-A SR GEN10 CTR | I033304 | CSRVRACS | A | Test8888 | 8932 | C | NOS.
IOT620833 HPE ETHERNET 10GB 2-PORT 562FLR-SFP+ | I033305 | CSRVRACS | A | Test8889 | 8933 | C | NOS.
IOT178109 BLC 10GB SR SFP+ OPT | I033306 | CSRVRACS | A | Test8890 | 8934 | C | NOS.
IOT1238798 HPE 500W FS PLAT HT PLG LH PWR SPLY | I033307 | CSRVRACS | A | Test8891 | 8935 | C | NOS.
IOT135494 HP ILO ADV INCL 3YR TS U 1-SVR LIC | I033308 | Cap Related Ser | B | Test8892 | 8936 | C | NOS.
IOT323240 HP ILO ADV INCL 3YR TS U E-LTU | I033309 | Cap Related Ser | B | Test8893 | 8937 | C | NOS.
CON-SSS2P-WSC368TD:SOLN SUPP 24X7X2 CISCO CATALYST 3650 48 P | I033310 | CSRVRACS | A | Test8894 | 8938 | C | NOS.
J9780A:ARUBA 2530 8 POE+SWITCH(SL145) | I033311 | SMODROUT | A | Test8895 | 8939 | C | NOS.
SRT6KRMXLI:APC SMART-UPS RT 6000VA 230VRACK MOUNT UPS(MS047) | I033313 | SSRVRACS | A | Test8896 | 8940 | C | NOS.
C9300-48T-A:CATALYST 9300 48-PORT DATA ONLY, NETWORK ADVANTA | I033314 | CSRVRS | A | Test8897 | 8941 | C | NOS.
CON-SSSNT-C93004TA:SNTC-8X5XNBD CATALYST 9300 48P DATA ONLY | I033315 | CSRVRACS | A | Test8898 | 8942 | C | NOS.
PWR-C1-350WAC/2:350W AC CONFIG 1 SECONDARYPOWER SUPPLY | I033316 | CSRVRACS | A | Test8899 | 8943 | C | NOS.
GALAXY NOTE 9 512GB BLUE | I033317 | POSG12 | A | Test8900 | 8944 | A | NOS.
GALAXY NOTE 9 512GB BLACK | I033318 | POSG12 | A | Test8901 | 8945 | A | NOS.
GALAXY NOTE 9 512GB COPPER | I033319 | POSG12 | A | Test8902 | 8946 | A | NOS.
GALAXY NOTE 9 128GB BLUE | I033320 | POSG12 | A | Test8903 | 8947 | A | NOS.
GALAXY NOTE 9 128GB BLACK | I033321 | POSG12 | A | Test8904 | 8948 | A | NOS.
GALAXY NOTE 9 128GB COPPER | I033322 | POSG12 | A | Test8905 | 8949 | A | NOS.
C9300-NM-8X:CATALYST 9300 8 X 10GE NETWORK MODULE | I033323 | CSRVRACS | A | Test8906 | 8950 | C | NOS.
C9300-NW-A-48:C9300 NETWORK ADVANTAGE, 48-PORT LICENSE | I033324 | Cap Related Ser | B | Test8907 | 8951 | C | NOS.
S9300UK9-166:CAT9300 UNIVERSAL IMAGE | I033325 | Cap Related Ser | B | Test8908 | 8952 | C | NOS.
C1A1TCAT93002:CISCO ONE ADVANTAGE TERM, C9300 48-PORT | I033326 | Cap Related Ser | B | Test8909 | 8953 | C | NOS.
C1A1TCAT93002-3Y:C1 ADVANTAGE TERM C9300 48P 3Y - DNA, 25 IS | I033327 | Cap Related Ser | B | Test8910 | 8954 | C | NOS.
C1-C9300-48-DNAA-T:CISCO ONE C9300 DNA ADVANTAGE 48-PORT TER | I033328 | Cap Related Ser | B | Test8911 | 8955 | C | NOS.
C1-C9300-TRK-3Y:CISCO ONE SUBSCRIPTION SKU 3Y | I033329 | Cap Related Ser | B | Test8912 | 8956 | C | NOS.
C1-ISE-BASE-T:CISCO ONE ISE BASE LICENSE TERM | I033330 | Cap Related Ser | B | Test8913 | 8957 | C | NOS.
C1-ISE-BASE-TRK-3Y:ISE BASE TRACKER TERM 3 YEAR | I033331 | Cap Related Ser | B | Test8914 | 8958 | C | NOS.
C1-ISE-PLS-T:CISCO ONE ISE PLUS LICENSE TERM | I033332 | Cap Related Ser | B | Test8915 | 8959 | C | NOS.
C1-ISE-PLS-TRK-3Y:CISCO ONE SUBSCRIPTION SKU ISE PLUS 3Y | I033333 | Cap Related Ser | B | Test8916 | 8960 | C | NOS.
C1-SWATCH-TRK-3Y:CISCO ONE SUBSCRIPTION SWATCH SKU 3Y | I033334 | Cap Related Ser | B | Test8917 | 8961 | C | NOS.
C1AA1TCAT93001:CISCO ONE ADVANTAGE ADD-ON TERM, C9300 | I033335 | Cap Related Ser | B | Test8918 | 8962 | C | NOS.
C1AA1TCAT93001-3Y:C1 ADVANTAGE ADD-ON TERM C9300 3Y - 25 ISE | I033336 | Cap Related Ser | B | Test8919 | 8963 | C | NOS.
C1-ISE-BASE-T:CISCO ONE ISE BASE LICENSE TERM | I033337 | Cap Related Ser | B | Test8920 | 8964 | C | NOS.
C1-ISE-BASE-TRK-3Y:CISCO ONE SUBSCRIPTION ISE BASE 3Y | I033338 | Cap Related Ser | B | Test8921 | 8965 | C | NOS.
C1-ISE-PLS-T:CISCO ONE ISE PLUS LICENSE TERM | I033339 | Cap Related Ser | B | Test8922 | 8966 | C | NOS.
C1-ISE-PLS-TRK-3Y:CISCO ONE SUBSCRIPTION SKU ISE PLUS 3Y | I033340 | Cap Related Ser | B | Test8923 | 8967 | C | NOS.
SWATCH-T:STEALTHWATCH 1 FPS TERM LICENSE | I033341 | Cap Related Ser | B | Test8924 | 8968 | C | NOS.
C1-SWATCH-TRK-3Y:CISCO ONE SUBSCRIPTION SWATCH SKU 3Y | I033342 | Cap Related Ser | B | Test8925 | 8969 | C | NOS.
LITE TRAVELLER | I033343 | POSG33 | A | Test8926 | 8970 | C | NOS.
TRAVELLER PREMIUM | I033344 | POSG33 | A | Test8927 | 8971 | C | NOS.
TRAVELLER PLUS | I033345 | POSG33 | A | Test8928 | 8972 | C | NOS.
TRAVELLER STARTER | I033346 | POSG33 | A | Test8929 | 8973 | C | NOS.
TRAVELLER BASIC | I033347 | POSG33 | A | Test8930 | 8974 | C | NOS.
CLEANING | I033348 | Cap Related Ser | B | Test8931 | 8975 | C | NOS.
ACCOMODATION (SL151) | I033349 | Sales Relat Ser | B | Test8932 | 8976 | C | NOS.
JABRA QUICK DISCONNECT (QD) TO 3.5 MM JACK CORD FOR ALCATEL | I033350 | OCRITICAL-ITEMS | A | Test8933 | 8977 | C | NOS.
INBOX CMV IMPLEMENTATION | I033351 | VLEGPROF | B | Test8934 | 8978 | C | NOS.
THURAYA XT-PRO | I033352 | POSG10 | A | Test8935 | 8979 | A | NOS.
THURAYA XT-PRO DUAL | I033353 | POSG10 | A | Test8936 | 8980 | A | NOS.
RACOR COMPLETE 500 FG | I033354 | OTOOLS | A | Test8937 | 8981 | C | NOS.
RACOR ELEMENT 500FG-30MIC | I033355 | OTOOLS | A | Test8938 | 8982 | C | NOS.
FUEL HOSE -3/8" | I033356 | OTOOLS | A | Test8939 | 8983 | C | NOS.
HOSE CONN.MALE BRASS 1/2"X12 | I033357 | OTOOLS | A | Test8940 | 8984 | C | NOS.
FABRICATION AND SUPPLY OF GALVANIZED 300X300 ANGLE BRACKETS | I033358 | VREP-SUBM-SYS-D | B | Test8941 | 8985 | C | NOS.
LOGITECH 4K PRO WEBCAM | I033359 | OPCACSRS | A | Test8942 | 8986 | C | NOS.
FIBER MEDIA CONVERTER INPUT DC36-72V,OUTPUT DC5V,1A(MA003) | I033360 | SOPFIBRNTWK | A | Test8943 | 8987 | C | NOS.
FIBER MEDIA CONVERTER INPUT DC100-240V,OUTPUT DC5V,1A(MA003) | I033361 | SOPFIBRNTWK | A | Test8944 | 8988 | C | NOS.
BTS3911B WD6MIPCD4V01 – EXTERNAL ANTENNA | I033362 | OANTMAST | A | Test8945 | 8989 | C | NOS.
BTS3911B WD6MIPCD2X00 - INTERNAL ANTENNA | I033363 | OANTMAST | A | Test8946 | 8990 | C | NOS.
SIEMENS GIGASET SL910 PREMIUM TOUCHSCREEN CORDLESS PHONE | I033364 | OTELEEQ | A | Test8947 | 8991 | C | NOS.
OS6350-CBL-1M:STACKING CABLE - 1M | I033365 | OINSTMAT | A | Test8948 | 8992 | C | NOS.
ANCHOR BOLT 3/8" DIA 5" LONG | I033366 | OINSTMAT | A | Test8949 | 8993 | C | NOS.
BATTERY 200AH | I033367 | CPWR SYSTEM | A | Test8950 | 8994 | C | NOS.
ZNID-GPON-2648A-UK:INDOOR GPON ONT,4XPOTS,8XGE;XX=00 UK,EU P | I033368 | OMODROUT | A | Test8951 | 8995 | C | NOS.
IT060579 HPE DL380 GEN10 8SFF CTO SERVER | I033369 | CSRVRACS | A | Test8952 | 8996 | C | NOS.
IOT1241055 CTO/HPE 1.2TB SAS 10K SFF SC DS HDD | I033370 | CSRVRACS | A | Test8953 | 8997 | C | NOS.
IOT622209 HPE ETHERNET 10GB 2-PORT 562FLR-SFP+ | I033371 | CSRVRACS | A | Test8954 | 8998 | C | NOS.
IOT401626 HP 2U SFF EASY INSTALL RAIL KIT | I033372 | CSRVRACS | A | Test8955 | 8999 | C | NOS.
IOT424444 HP 2U SMALL FORM FACTOR EASY INSTALL RAIL KIT FACT | I033373 | CSRVRACS | A | Test8956 | 9000 | C | NOS.
IT060579 HPE DL380 GEN10 8SFF CTO SERVER | I033374 | CSRVRACS | A | Test8957 | 9001 | C | NOS.
IOT622209 HPE ETHERNET 10GB 2-PORT 562FLR-SFP+ | I033375 | CSRVRACS | A | Test8958 | 9002 | C | NOS.
IOT258467 HP ILO ADV INCL 3YR TS U 1-SVR LIC F | I033376 | Cap Related Ser | B | Test8959 | 9003 | C | NOS.
IT064338 FACTORY INTEGRATED | I033377 | Cap Related Ser | B | Test8960 | 9004 | C | NOS.
IT059340 FACTORY INTEGRATED | I033378 | Cap Related Ser | B | Test8961 | 9005 | C | NOS.
IT056012 FACTORY INTEGRATED | I033379 | Cap Related Ser | B | Test8962 | 9006 | C | NOS.
IT036541 FACTORY INTEGRATED | I033380 | Cap Related Ser | B | Test8963 | 9007 | C | NOS.
IT061051 FACTORY INTEGRATED | I033381 | Cap Related Ser | B | Test8964 | 9008 | C | NOS.
IT055762 FACTORY INTEGRATED | I033382 | Cap Related Ser | B | Test8965 | 9009 | C | NOS.
IT021716 FACTORY INTEGRATED | I033383 | Cap Related Ser | B | Test8966 | 9010 | C | NOS.
PVC PIPE 1"(25MM) 8.5(SL151) | I033384 | SINSTMAT | A | Test8967 | 9011 | C | NOS.
FWB-VM02:WEB APPLICATION FIREWALL - VIRTUAL APPLIANCE. SUPPO | I033385 | Cap Related Ser | B | Test8968 | 9012 | C | NOS.
FC-10-VVM02-936-02-12:STANDARD BUNDLE (24X7 FORTICARE PLUS A | I033386 | Cap Related Ser | B | Test8969 | 9013 | C | NOS.
REFURBISHED HDD FOR DATA TRANSFER | I033387 | VREPPCLA | B | Test8970 | 9014 | C | NOS.
DATA RECOVERY FROM HARD DISK – JOB ID 1807134 | I033388 | VFORMS&PM | B | Test8971 | 9015 | C | NOS.
TWO X 4U APPLIANCE MODEL III-36 WITH 36X4TB HARD DISK | I033389 | CSRVRACS | A | Test8972 | 9016 | C | NOS.
EXECUTION OF ORDERING DOCUMENT | I033390 | Cap Related Ser | B | Test8973 | 9017 | C | NOS.
ONE MONTH AFTER EXECUTION OF ORDERING DOCUMENT | I033391 | Cap Related Ser | B | Test8974 | 9018 | C | NOS.
UPON SUBMISSION OF UAT TEST REPORT DOCUMENT | I033392 | Cap Related Ser | B | Test8975 | 9019 | C | NOS.
CSM-08-062-109:FIBRE CONNECTOR CLEANING CASSETTE | I033393 | COPFIBRNTWK | A | Test8976 | 9020 | C | NOS.
CSM-08-063-109:CLEANING CASSETTE REPLACEMENT REEL | I033394 | COPFIBRNTWK | A | Test8977 | 9021 | C | NOS.
SO841390:DYMO RHINOPRO 5200 LABEL PRINTER KIT | I033395 | COPFIBRNTWK | A | Test8978 | 9022 | C | NOS.
18052/S0718270:6MM YELLOW RHINO HEAT SHRINK TUBING | I033396 | COPFIBRNTWK | A | Test8979 | 9023 | C | NOS.
18051/S0718260:6MM WHITE RHINO HEAT SHRINK TUBING | I033397 | COPFIBRNTWK | A | Test8980 | 9024 | C | NOS.
BELDEN 1855A 305M | I033398 | COPFIBRNTWK | A | Test8981 | 9025 | C | NOS.
101-BDSD03-083/500:SDI VIDEO CABLE(SMALL)0.6/2.8AF VIOLET 50 | I033399 | COPFIBRNTWK | A | Test8982 | 9026 | C | NOS.
222-10FA-053:HDBNC HDTV 12G SDI CRIMP PLUG,BELDEN 1855A, BEL | I033400 | COPFIBRNTWK | A | Test8983 | 9027 | C | NOS.
210-10FA-053:BNC HDTV 12G SDI CRIMP PLUG,NICKEL PLATED, BELD | I033401 | COPFIBRNTWK | A | Test8984 | 9028 | C | NOS.
BMD-HDLSMTWSCOPEDUO4K2 BLACK MAGIC SMARTSCOPE DUO 4K | I033402 | COPFIBRNTWK | A | Test8985 | 9029 | C | NOS.
ACTIVE NETWORK TAPS | I033403 | COPFIBRNTWK | A | Test8986 | 9030 | C | NOS.
SP688-C:8-POSITION, 8-WIRE MODULAR PLUG,FOR USE WITH 24 AWG, | I033404 | COPFIBRNTWK | A | Test8987 | 9031 | C | NOS.
510-22-2100A:CAT6 UTP 2 PIECE STAGGERED RJ45 PLUG (50U) | I033405 | COPFIBRNTWK | A | Test8988 | 9032 | C | NOS.
BELDEN 1694A 500M | I033406 | COPFIBRNTWK | A | Test8989 | 9033 | C | NOS.
101-BDSD10-083:SDI VIDEO CABLE (LARGE) 1.0/4.8AF BLACK (SOLI | I033407 | COPFIBRNTWK | A | Test8990 | 9034 | C | NOS.
C9300-24T-A:CATALYST 9300 24-PORT DATA ONLY,NETWORK ADVANTAG | I033408 | CSRVRACS | A | Test8991 | 9035 | C | NOS.
USB-X45-4GB-E:CATALYST 4500 4GB USB DEVICE FOR SUP7-E | I033409 | CSRVRACS | A | Test8992 | 9036 | C | NOS.
ASA-IC-B-BLANK:ASA 5525-X INTERFACE CARD BLANK SLOT COVER | I033410 | CSRVRACS | A | Test8993 | 9037 | C | NOS.
CON-SNT-C93002TA:SNTC-8X5XNBD CATALYST 9300 24-PORT DATA ONL | I033411 | Cap Related Ser | B | Test8994 | 9038 | C | NOS.
C9300-NW-A-24:C9300 NETWORK ADVANTAGE, 24-PORT LICENSE | I033412 | Cap Related Ser | B | Test8995 | 9039 | C | NOS.
S9300UK9-168:UNIVERSAL | I033413 | Cap Related Ser | B | Test8996 | 9040 | C | NOS.
C9300-DNA-A-24:C9300 DNA ADVANTAGE, 24-PORT TERM LICENSES | I033414 | Cap Related Ser | B | Test8997 | 9041 | C | NOS.
C9300-DNA-A-24-5Y:C9300 DNA ADVANTAGE, 24-PORT, 5 YEAR TERM | I033415 | Cap Related Ser | B | Test8998 | 9042 | C | NOS.
CON-SNT-WSC24EXX:SNTC-8X5XNBD CATALYST 4500-X 24 PORT 10G EN | I033416 | Cap Related Ser | B | Test8999 | 9043 | C | NOS.
ASA5525-FPWR-K9:ASA 5525-X WITH FIREPOWER SERVICES, 8GE, AC, | I033417 | Cap Related Ser | B | Test9000 | 9044 | C | NOS.
CON-SNT-A25FPK9:SNTC-8X5XNBD ASA 5525-X WITH FIREPOWER SERVI | I033418 | Cap Related Ser | B | Test9001 | 9045 | C | NOS.
SF-ASA-X-9.8.2-K8:CISCO ASA 9.8.2 SOFTWARE IMAGE FOR ASA SPY | I033419 | Cap Related Ser | B | Test9002 | 9046 | C | NOS.
SF-ASA-FP6.2.2-K9:CISCO FIREPOWER SOFTWARE V6.2.2 FOR ASA 55 | I033420 | Cap Related Ser | B | Test9003 | 9047 | C | NOS.
ASA5525-CTRL-LIC:CISCO ASA5525 CONTROL LICENSE | I033421 | Cap Related Ser | B | Test9004 | 9048 | C | NOS.
ASA5525-MB:ASA 5525 IPS PART NUMBER WITH WHICH PCB SERIAL IS | I033422 | Cap Related Ser | B | Test9005 | 9049 | C | NOS.
ASA5500-ENCR-K9:ASA 5500 STRONG ENCRYPTION LICENSE (3DES/AES | I033423 | Cap Related Ser | B | Test9006 | 9050 | C | NOS.
L-ASA5525-TA=:CISCO ASA5525 FIREPOWER IPS LICENSE | I033424 | Cap Related Ser | B | Test9007 | 9051 | C | NOS.
L-ASA5525-TA-1Y:CISCO ASA5525 FIREPOWER IPS 1YR SUBSCRIPTIO | I033425 | Cap Related Ser | B | Test9008 | 9052 | C | NOS.
FC-10-L3004-311-02-12:8X5 FORTICARE CONTRACT | I033426 | VMAINT&SC | B | Test9009 | 9053 | C | NOS.
WRENCH 6MM | I033427 | CTOOLS | A | Test9010 | 9054 | C | NOS.
WRENCH 7MM | I033428 | CTOOLS | A | Test9011 | 9055 | C | NOS.
WRENCH 8MM | I033429 | CTOOLS | A | Test9012 | 9056 | C | NOS.
WRENCH 9MM | I033430 | CTOOLS | A | Test9013 | 9057 | C | NOS.
WRENCH 10MM | I033431 | CTOOLS | A | Test9014 | 9058 | C | NOS.
WRENCH 11MM | I033432 | CTOOLS | A | Test9015 | 9059 | C | NOS.
WRENCH 12MM | I033433 | CTOOLS | A | Test9016 | 9060 | C | NOS.
WRENCH 13MM | I033434 | CTOOLS | A | Test9017 | 9061 | C | NOS.
WRENCH 16MM | I033435 | CTOOLS | A | Test9018 | 9062 | C | NOS.
WRENCH 17MM | I033436 | CTOOLS | A | Test9019 | 9063 | C | NOS.
WRENCH 18MM | I033437 | CTOOLS | A | Test9020 | 9064 | C | NOS.
WRENCH 19MM | I033438 | CTOOLS | A | Test9021 | 9065 | C | NOS.
WRENCH 21MM | I033439 | CTOOLS | A | Test9022 | 9066 | C | NOS.
WRENCH 24MM | I033440 | CTOOLS | A | Test9023 | 9067 | C | NOS.
WRENCH 30MM | I033441 | CTOOLS | A | Test9024 | 9068 | C | NOS.
4000 WRENCH 14MM | I033442 | CTOOLS | A | Test9025 | 9069 | C | NOS.
4000 WRENCH 15MM | I033443 | CTOOLS | A | Test9026 | 9070 | C | NOS.
COMPASS(HANDHELD) | I033444 | CTOOLS | A | Test9027 | 9071 | C | NOS.
LUG 95.12SQMM | I033445 | CINSTMAT | A | Test9028 | 9072 | C | NOS.
SCUBA DIVING CHARGES | I033446 | VREP-SUBM-SYS-D | B | Test9029 | 9073 | C | NOS.
DSD50R1000DC:SURGE DIVERTER, 50 KA DSD DC, 1,000 VDC UN | I033447 | CLGTSPSP | A | Test9030 | 9074 | C | NOS.
VMWARE VSPHERE 6 STANDARD ACCELERATION KIT- FOR 6 PROCESSORS | I033448 | Cap Related Ser | B | Test9031 | 9075 | C | NOS.
VS6-STD-AK-3P-SSS-C:PRODUCTION SUPPORT/SUBSCRIPTION VMWARE | I033449 | Cap Related Ser | B | Test9032 | 9076 | C | NOS.
BATTERY-GEL-210AMPS | I033450 | OPWR SYSTEM | A | Test9033 | 9077 | C | NOS.
MWE:ENCLOSURE, PLASTIC, WEATHERPROOF | I033451 | CINSTMAT | A | Test9034 | 9078 | C | NOS.
DELL OPTIPLEX 7050MT CTO I5-7500 4GB 500GB DOS (SL-145) | I033452 | SPCACSRS | A | Test9035 | 9079 | C | NOS.
KINGSTON 4GB DDR4 DIMM RAM KVR24N17S8/4 DESKTOP RAM (SL145) | I033453 | SPCACSRS | A | Test9036 | 9080 | C | NOS.
ASUS GT730 2GB DDR5 VGA D-SUB,DL-DVI HDMI (SL145) | I033454 | SPCACSRS | A | Test9037 | 9081 | C | NOS.
WS-C3850-24T-L:CISCO CATALYST 3850 24PORT DATA LAN BS(MA005) | I033457 | SMODROUT | A | Test9038 | 9082 | C | NOS.
CON-SNT-WSC384TL:SNTC-8X5XNBD CISCO CATALYST 3850 24P(MA005) | I033458 | SMODROUT | A | Test9039 | 9083 | C | NOS.
S3850UK9-163:UNIVERSAL (MA005) | I033459 | SOTHTELEQ | A | Test9040 | 9084 | C | NOS.
C3850-NM-4-1G:CISCO CATALYST 3850 4 X 1GE NETWORK MODULE | I033460 | SMISC | A | Test9041 | 9085 | C | NOS.
CAB-TA-UK:UNITED KINGDOM AC TYPE A POWER CABLE (MA005) | I033461 | SSRVRACS | A | Test9042 | 9086 | C | NOS.
CAB-CONSOLE-USB:CONSOLE CABLE 6FT WITH USB TYPE & MIN(MA005) | I033462 | SSRVRACS | A | Test9043 | 9087 | C | NOS.
STACK-T1-50CM:50CM TYPE 1 STACKING CABLE (MA005) | I033463 | SSRVRACS | A | Test9044 | 9088 | C | NOS.
CAB-SPWR-30CM:CATALYST STACK POWER CABLE 30 CM (MA005) | I033464 | SSRVRACS | A | Test9045 | 9089 | C | NOS.
PWR-C1-BLANK:CONFIG 1 POWER SUPPLY BLANK (MA005) | I033465 | SSRVRACS | A | Test9046 | 9090 | C | NOS.
PWR-C1-350WAC:350W AC CONFIG 1 POWER SUPPLY (MA005) | I033466 | SSRVRACS | A | Test9047 | 9091 | C | NOS.
GLC-LH-SMD=:1000BASE-LX/LH SFP TRANSCEIVER MODULE (MA005) | I033467 | SSRVRACS | A | Test9048 | 9092 | C | NOS.
C3850-NM-4-1G:CISCO CATALYST 3850 4X 1GE NETWORK MODL(MA005) | I033468 | SMISC | A | Test9049 | 9093 | C | NOS.
TURBO CHARGE. P/N: JD-SE502379 | I033469 | OSPRVEHBT | A | Test9050 | 9094 | C | NOS.
GASKET TURBO INLET. P/N: JD-R108612 | I033470 | OSPRVEHBT | A | Test9051 | 9095 | C | NOS.
GASKET. P/N: JD-R123570 | I033471 | OSPRVEHBT | A | Test9052 | 9096 | C | NOS.
PLUS50II-15W40- | I033472 | OENGSPARES | A | Test9053 | 9097 | C | NOS.
42U RACK ,1000MMD WITH 5WAY UK PDU (SL145 | I033473 | SSRVRKS | A | Test9054 | 9098 | C | NOS.
TRAVELLER BASIC $20 | I033474 | POSG33 | A | Test9055 | 9099 | A | NOS.
TRAVELLER STARTER $15 | I033475 | POSG33 | A | Test9056 | 9100 | A | NOS.
TRAVELLER PLUS $30 | I033476 | POSG33 | A | Test9057 | 9101 | A | NOS.
TRAVELLER PREMIUM $50 | I033477 | POSG33 | A | Test9058 | 9102 | A | NOS.
LITE TRAVELLER $11 | I033478 | POSG33 | A | Test9059 | 9103 | A | NOS.
IP BASED NETWORK FIRE ALARM PANEL CONTROL | I033479 | VNEWPROD | A | Test9060 | 9104 | C | NOS.
IP BASED WIRELESS ADDRESSABLE SMOKE DECTOR MODEL1:PTSWLSD0X | I033480 | VNEWPROD | A | Test9061 | 9105 | C | NOS.
IP BASE WIRELESS ADDRESSABLE SMOKE DETECTOR MODEL2:PTSWLDS1X | I033481 | OSURVLNCE | A | Test9062 | 9106 | C | NOS.
IP BASED WIRELESS ADDRESSABLE MANUAL CALL POINT | I033482 | OSURVLNCE | A | Test9063 | 9107 | C | NOS.
IP BASED WIRELESS HOOTER W/ BATTERY BACKUP NETWORK PORT | I033483 | VNEWPROD | A | Test9064 | 9108 | C | NOS.
IP BASED ADDRESSABLE LPG DETECTOR (WIFI) | I033484 | VNEWPROD | A | Test9065 | 9109 | C | NOS.
IP BASED ADDRESSABLE CONTROL MODULE (WIFI) | I033485 | VNEWPROD | A | Test9066 | 9110 | C | NOS.
STANDALONE SMOKE DETECTOR (BATTERY OPERATED) | I033486 | OSURVLNCE | A | Test9067 | 9111 | C | NOS.
NETWORK ALAM STATION -EXT POWER | I033487 | VNEWPROD | A | Test9068 | 9112 | C | NOS.
NETWORK MANUAL CALL POINT -EXT POWER | I033488 | OSURVLNCE | A | Test9069 | 9113 | C | NOS.
IP BASED HOOTER WITH VOICE ALARM | I033489 | VNEWPROD | A | Test9070 | 9114 | C | NOS.
HP LASERJET MFP M130NW (3IN1) | I033490 | CMISC | A | Test9071 | 9115 | C | NOS.
CBS SCOPE CHANGES - R1 CRS PACKAGE 2 - 7657499 | I033491 | Cap Related Ser | B | Test9072 | 9116 | C | NOS.
LIVE BAND PERFORMANCE | I033492 | VSTAFEVE | B | Test9073 | 9117 | C | NOS.
TRAINING TO CERTIFIED ENGINEER CACHBOX FOR SCHOOLS (SL160) | I033493 | Sales Relat Ser | B | Test9074 | 9118 | C | NOS.
CACHEBOX210 1U WEB CACHE APPLIANCE +3Y SUPPORT (SL160) | I033494 | SSRVRS | A | Test9075 | 9119 | C | NOS.
CACHEBOXCMC CENTRAL MGMT CONSOLE 1U +3Y SUPPORT (SL160) | I033495 | SSRVRACS | A | Test9076 | 9120 | C | NOS.
SPARE CHASSIS CHACHEBOX210 (SL160) | I033496 | SSRVRACS | A | Test9077 | 9121 | C | NOS.
CHACHEBOX130 1U WEB CACHE APPLIANCE +3Y SUPPORT (SL160) | I033497 | SSRVRACS | A | Test9078 | 9122 | C | NOS.
CACHEBOX420 1U WEB CACHE APPLIANCE +3Y SUPPORT (SL160) | I033498 | SSRVRACS | A | Test9079 | 9123 | C | NOS.
TEST NETWORK CACHEBOX050/110 5YRS (SL160) | I033499 | SSRVRACS | A | Test9080 | 9124 | C | NOS.
SPARE CHASSIS CHACHEBOX130 (SL160) | I033500 | SSRVRACS | A | Test9081 | 9125 | C | NOS.
SPARE KIT (SL160) | I033501 | SSRVRACS | A | Test9082 | 9126 | C | NOS.
CACHEBOX050 1U WEB CACHE APPLIANCE +3Y SUPPORT (SL160) | I033502 | SSRVRACS | A | Test9083 | 9127 | C | NOS.
SPARE CHASSIS CHAHEBOX050 (SL160) | I033503 | SSRVRACS | A | Test9084 | 9128 | C | NOS.
DELL NETWORKING CABEL , SFP+TO SFP+, 10GBE | I033504 | CPWRCABLE | A | Test9085 | 9129 | C | NOS.
SIGMACRYL SILK RAL-2009 15L | I033506 | OMISC | A | Test9086 | 9130 | C | NOS.
METER DIGGING & INSTALLATION DRG CABLE | I033507 | Sales Relat Ser | B | Test9087 | 9131 | C | NOS.
1245X1670 LOUVER BLADE DOOR | I033508 | OSITEMAINT | A | Test9088 | 9132 | C | NOS.
1055X1175 LOUVER BLADE DOOR | I033509 | OSITEMAINT | A | Test9089 | 9133 | C | NOS.
FLEXIBLE CABLE PANEL WIRE 1CX50SQMM 100M COIL | I033510 | CLINPLNT | A | Test9090 | 9134 | C | NOS.
27-INCH IMAC PRO WITH RETINA 5K DISPLAY | I033511 | CLPTPCMPT | A | Test9091 | 9135 | C | NOS.
HP ZBOOK STUDIO G4 | I033512 | CLPTPCMPT | A | Test9092 | 9136 | C | NOS.
MAC BOOK PRO 15 INCH SPACE GRAY | I033513 | CLPTPCMPT | A | Test9093 | 9137 | C | NOS.
MAC BOOK PRO 13-INCH SPACE GRAY | I033514 | CLPTPCMPT | A | Test9094 | 9138 | C | NOS.
HP HOT-PLUG REDUNDANT 499W POWER SUPPLY WITH FAN | I033515 | OPCACSRS | A | Test9095 | 9139 | C | NOS.
HP STORAGEWORKS EVA4100 BLOWER MODULE | I033516 | OPCACSRS | A | Test9096 | 9140 | C | NOS.
HP EVA M6412A 300GB 15K FIBRE CHANNEL HARD DISK | I033517 | OPCACSRS | A | Test9097 | 9141 | C | NOS.
HP STORAGEWORKS HDD 146GB 10K FC DISK | I033518 | OPCACSRS | A | Test9098 | 9142 | C | NOS.
HP 4GB FIBER CHANNEL (FC) DISK SHELF I/O MODULE ASSEMBLY | I033519 | OPCACSRS | A | Test9099 | 9143 | C | NOS.
HP STORAGEWORKS M5314C IO-B MODULE | I033520 | OPCACSRS | A | Test9100 | 9144 | C | NOS.
TOSHIBA PHOTOCOPY MACHINES E-2000AC COLOR | I033521 | CASSTNTCFFO | A | Test9101 | 9145 | C | NOS.
PULL ROD SET 225M | I033522 | CMISC | A | Test9102 | 9146 | C | NOS.
FC-10-M0300-311-02-12:8X5 ENHANCED FORTICARE | I033523 | VMAINT&SC | B | Test9103 | 9147 | C | NOS.
FC-10-001K1-247-02-12:24X7 FORTICARE CONTRACT | I033524 | VMAINT&SC | B | Test9104 | 9148 | C | NOS.
BIB SET | I033525 | OMISC | A | Test9105 | 9149 | C | NOS.
CAPTAIN BAND | I033526 | OMISC | A | Test9106 | 9150 | C | NOS.
EC20HDNC1B:2KW AC POWERED AIRCON | I033527 | OACNSPR | A | Test9107 | 9151 | C | NOS.
EC50HDNC1C:5KW AC POWERED AIRCON | I033528 | OACNSPR | A | Test9108 | 9152 | C | NOS.
CUSTOMIZED DCDU(63A/40A,C/W BUSBAR FOR CBL TERMINATION) | I033529 | CPWR SYSTEM | A | Test9109 | 9153 | C | NOS.
AIRFARE | I033531 | VTRA-RTR-COUR | B | Test9110 | 9154 | C | NOS.
ACCOMMODATION - SHARING BASIS | I033532 | VTRA-RTR-COUR | B | Test9111 | 9155 | C | NOS.
PER DIEM | I033533 | VTRA-RTR-COUR | B | Test9112 | 9156 | C | NOS.
3EU27009AA: 4XV24 OVER IP BOX (230V) | I033534 | OPABXSPR | A | Test9113 | 9157 | C | NOS.
BEARING. P/N:9331183280 | I033535 | OENGSPARES | A | Test9114 | 9158 | C | NOS.
BEARING P/N: 93317330U200 | I033536 | OENGSPARES | A | Test9115 | 9159 | C | NOS.
BEARING P/N: 933413401900 | I033537 | OENGSPARES | A | Test9116 | 9160 | C | NOS.
SPRING, COMPRESSION P/N: 90501450A200 | I033538 | OENGSPARES | A | Test9117 | 9161 | C | NOS.
WASHER, PLATE P/N: 902014201400 | I033539 | OENGSPARES | A | Test9118 | 9162 | C | NOS.
DRIVE SHAFT COMP P/N: 6P2455010100 | I033540 | OENGSPARES | A | Test9119 | 9163 | C | NOS.
WASHER, PLATE P/N: 9020116M0000 | I033541 | OENGSPARES | A | Test9120 | 9164 | C | NOS.
NUT P/N: 9017016M1900 | I033542 | OENGSPARES | A | Test9121 | 9165 | C | NOS.
SHAFT, PROPELLER P/N: 69J456110000 | I033543 | OENGSPARES | A | Test9122 | 9166 | C | NOS.
PIN, CROSS P/N: 61A456320000 | I033544 | OENGSPARES | A | Test9123 | 9167 | C | NOS.
CLUTCH,DOG P/N: 69J456310000 | I033545 | OENGSPARES | A | Test9124 | 9168 | C | NOS.
RING,CROSS PIN P/N: 61A456330000 | I033546 | OENGSPARES | A | Test9125 | 9169 | C | NOS.
OIL SEAL P/N: 931013000200 | I033547 | OENGSPARES | A | Test9126 | 9170 | C | NOS.
O-RING P/N: 932110438400 | I033548 | OENGSPARES | A | Test9127 | 9171 | C | NOS.
GASKET P/N: 904300800300 | I033549 | OENGSPARES | A | Test9128 | 9172 | C | NOS.
WATER PUMP KIT P/N: 61AW0078A300 | I033550 | OENGSPARES | A | Test9129 | 9173 | C | NOS.
SHIM (0.15MM) P/N: 61A455872000 | I033551 | OENGSPARES | A | Test9130 | 9174 | C | NOS.
SHIM (0.20MM) P/N: 6P2455782000 | I033552 | oeNGSPARES | A | Test9131 | 9175 | C | NOS.
TUBE WATER. P/N: 6D0443620100 | I033553 | OENGSPARES | A | Test9132 | 9176 | C | NOS.
DAMPER WATER SEAL. P/N: 6D0443650000 | I033554 | OENGSPARES | A | Test9133 | 9177 | C | NOS.
BEARING P/N: 93332000W100 | I033555 | OENGSPARES | A | Test9134 | 9178 | C | NOS.
DAMPER WATER SEAL 3. P/N: 6D0443670000 | I033556 | OENGSPARES | A | Test9135 | 9179 | C | NOS.
BEARING P/N: 933154306400 | I033557 | OENGSPARES | A | Test9136 | 9180 | C | NOS.
ON-4106:SIEMENS GIGASET SL9140 SINGLE | I033558 | STELEEQ | A | Test9137 | 9181 | C | NOS.
MNT-SP-7000-1+10G-RNW-HW:SP FLEX HW MAINT RENEWAL - ADVANCED | I033559 | VMAISPDH | B | Test9138 | 9182 | C | NOS.
AIF-TMS-2800-10G-8X10GE-STD-RNW:TMS AIF STANDARD RENEWAL | I033560 | VMAISPDH | B | Test9139 | 9183 | C | NOS.
MNT-SP-SFP-1G-LX-RNW-HW:SFP MAINTENANCE RENEWAL - ADVANCED R | I033561 | VMAISPDH | B | Test9140 | 9184 | C | NOS.
MNT-TMS-SFP+-10G-LR-RNW-T1:SFP MAINTENANCE RENEWAL - TIER 1 | I033562 | VMAISPDH | B | Test9141 | 9185 | C | NOS.
MNT-SP-FXP-CORE-1-RNW-T1:SP FLEX MAINTENANCE RENEWAL - TIER | I033563 | VMAISPDH | B | Test9142 | 9186 | C | NOS.
MNT-TMS-2800-10G-8X10GE-RNW-T1:TMS MAINTENANCE RENEWAL - TIE | I033564 | VMAISPDH | B | Test9143 | 9187 | C | NOS.
GUARD PATROL WM-5000V4S READER | I033565 | OSURVLNCE | A | Test9144 | 9188 | C | NOS.
GUARD PATROL SYSTEM – GUARD ID TAG | I033566 | OSURVLNCE | A | Test9145 | 9189 | C | NOS.
GUARD PATROL SYSTEM – RFID TAG | I033567 | OSURVLNCE | A | Test9146 | 9190 | C | NOS.
NAGIOS XI ENTERPRISE EDITION | I033569 | Cap Related Ser | B | Test9147 | 9191 | C | NOS.
AMS FEE FOR 500 DEVICES PACK | I033570 | VMAINT&SC | B | Test9148 | 9192 | C | NOS.
FEE FOR NCM ADDITIONAL 50 ( TOTAL 175 ) DEVICES PACK | I033571 | VMAINT&SC | B | Test9149 | 9193 | C | NOS.
AMS FEE FOR NCM 175 DEVICES PACK | I033572 | VMAINT&SC | B | Test9150 | 9194 | C | NOS.
AMS FEE FOR 500 USED IP ADDRESSES IN IPAM & SPM ADDON IS | I033573 | VMAINT&SC | B | Test9151 | 9195 | C | NOS.
AMS FEE FOR 10 NFA INTERFACES | I033574 | VMAINT&SC | B | Test9152 | 9196 | C | NOS.
UNIQBOX,ANDROID STB W/ STD RCU 1GB RAM WITHOUT REMOTE | I033575 | OMISC | A | Test9153 | 9197 | C | NOS.
RUCKUS T300 OUTDOOR ACCESS POINT | I033576 | OMODROUT | A | Test9154 | 9198 | C | NOS.
MOULD COST | I033577 | Cap Related Ser | B | Test9155 | 9199 | C | NOS.
STRING BAGS | I033578 | OMISC | A | Test9156 | 9200 | C | NOS.
AMAZON ECHO DOT- SMART SPEAKER | I033579 | OMISC | A | Test9157 | 9201 | C | NOS.
BOILER SUITE (XL) | I033580 | CMISC | A | Test9158 | 9202 | C | NOS.
TAJIMA HEAVY DUTY BLADE | I033581 | CTOOLS | A | Test9159 | 9203 | C | NOS.
BOILER SUITE (L) | I033582 | CMISC | A | Test9160 | 9204 | C | NOS.
SUN FOSC ZT101-PC-12:FIBER OPTIC SPLICE CLOSURE | I033584 | COPFIBRNTWK | A | Test9161 | 9205 | C | NOS.
3BA00758AA:PACK INCL.1 GA3 BOARD/1 ADDITIONAL ARMADA BOARD | I033585 | OPABXSPR | A | Test9162 | 9206 | C | NOS.
ERIS-B29: HUAWEI ERIS-B29 SPORTS BAND | I033586 | OMISC | A | Test9163 | 9207 | C | NOS.
AW61: COLOUR BAND A2 | I033587 | OMISC | A | Test9164 | 9208 | C | NOS.
DELIVERY CHARGES | I033588 | VREPANTM | B | Test9165 | 9209 | C | NOS.
C899G-LTE-GA-K9:SECURE GE & SFP ROUTER (NON-US)4G LTE/HSPA+W | I033589 | SINSTMAT | A | Test9166 | 9210 | C | NOS.
TRUNKING 2"X2" BOX(50MMX50MM) | I033590 | OINSTMAT | A | Test9167 | 9211 | C | NOS.
MZ ONE OFF LICENSE FEE (SUPPORT XML DECODING IN CBS PROJECT) | I033591 | Cap Related Ser | B | Test9168 | 9212 | C | NOS.
MZ SERVICE DELIVERY (ONSITE RESOURCE) | I033592 | Cap Related Ser | B | Test9169 | 9213 | C | NOS.
FC-10-00502-900-02-12: UTM BUNDLE (8X5 FORTICARE PLUS ) | I033593 | VMAINT&SC | B | Test9170 | 9214 | C | NOS.
FC-10-01500-900-02-12: UTM BUNDLE(8X5 FORTICARE PLUS) | I033594 | VMAINT&SC | B | Test9171 | 9215 | C | NOS.
ONE TIME SET UP FEE | I033595 | v-TV CONT-COSTS | B | Test9172 | 9216 | C | NOS.
4G-AE010-R:SINGLE UNIT ANTENNA EXTENSION BASE (10 FOOT CABLE | I033596 | SMODROUT | A | Test9173 | 9217 | C | NOS.
CON-SNT-C899GLTE:SNTC-8X5XNBD SECURE GE AND SFP RO | I033597 | SMODROUT | A | Test9174 | 9218 | C | NOS.
PACK-800:PACKAGING PIDS FOR 800 WITH NO 3G AND POE | I033598 | SMODROUT | A | Test9175 | 9219 | C | NOS.
4G-LTE-ANTM-D:4G LTE ARTICULATING DIPOLE ANTENNA 700MHZ-2600 | I033599 | SMODROUT | A | Test9176 | 9220 | C | NOS.
SL-890-AIS:CISCO 890 ADVANCED IP SERVICES LICENSE | I033600 | Sales Relat Ser | B | Test9177 | 9221 | C | NOS.
MC7304-4G-LTE-GA:SIERRA MC7304 GLOBAL LTE, BAND 1, 3, 7, 8, | I033601 | SMODROUT | A | Test9178 | 9222 | C | NOS.
FW-MC7304-LTE-GB:FW SWITCHING LOAD FOR MC7304 GLOBAL | I033602 | SMODROUT | A | Test9179 | 9223 | C | NOS.
4G-LTE-ANTM-O-3-W:4G LTE 3 IN 1 OUTDOOR WHITE ANTENNA 700MHZ | I033603 | SMODROUT | A | Test9180 | 9224 | C | NOS.
4G-CAB-LMR240-50:50-FT (15M) LOW LOSS LMR-240 CABLE WITH TNC | I033604 | SMODROUT | A | Test9181 | 9225 | C | NOS.
4G-ACC-OUT-LA 4G:OUTDOOR ANTENNA LIGHTNING ARRESTOR | I033605 | SMODROUT | A | Test9182 | 9226 | C | NOS.
GREEN-OPTION:ECO-FRIENDLY-SHIP ROUTER WITH ONLY POWER CABLES | I033606 | SMODROUT | A | Test9183 | 9227 | C | NOS.
CAB-ETH-S-RJ45 YELLOW CABLE FOR ETHERNET,STRAIGHT-THROUGH,RJ | I033607 | SMODROUT | A | Test9184 | 9228 | C | NOS.
ACS-890-RM-19:RACKMOUNT KIT FOR 890 | I033608 | SMODROUT | A | Test9185 | 9229 | C | NOS.
UMBRELLA PLASTIC SLEEVE | I033609 | OMISC | A | Test9186 | 9230 | C | NOS.
S8LTEUK9-15503M:CISCO 800LTE UNIVERSAL | I033610 | SMODROUT | A | Test9187 | 9231 | C | NOS.
ISR4351/K9:CISCO ISR 4351 (3GE,3NIM,2SM,4G FLASH,4G DRAM,IPB | I033611 | SMODROUT | A | Test9188 | 9232 | C | NOS.
CON-SNT-ISR4351K:SNTC-8X5XNBD CISCO ISR 4351 (3GE,3NIM,2SM,4 | I033612 | SMODROUT | A | Test9189 | 9233 | C | NOS.
SL-4350-IPB-K9:IP BASE LICENSE FOR CISCO ISR 4350 SERIES | I033613 | SMODROUT | A | Test9190 | 9234 | C | NOS.
PWR-4450-AC:AC POWER SUPPLY FOR CISCO ISR 4450 AND ISR4350 | I033614 | SMODROUT | A | Test9191 | 9235 | C | NOS.
MEM-FLSH-4G:4G FLASH MEMORY FOR CISCO ISR 4300 (SOLDERED ON | I033615 | SMODROUT | A | Test9192 | 9236 | C | NOS.
POE-COVER-4450:COVER FOR EMPTY POE SLOT ON CISCO ISR 4450 | I033616 | SMODROUT | A | Test9193 | 9237 | C | NOS.
MEM-43-4G:4G DRAM (1 X 4G) FOR CISCO ISR 4300 | I033617 | SMODROUT | A | Test9194 | 9238 | C | NOS.
PWR-66W-AC-V2:POWER SUPPLY 66 WATT AC V2 FOR C890 & C1110 | I033618 | SMODROUT | A | Test9195 | 9239 | C | NOS.
CABLE LUG 16-10 | I033619 | CINSTMAT | A | Test9196 | 9240 | C | NOS.
MCB 4P 40A | I033620 | CINSTMAT | A | Test9197 | 9241 | C | NOS.
MCB 3P 32A | I033621 | CINSTMAT | A | Test9198 | 9242 | C | NOS.
GREY TRANSPARENT PE+N DISTRIBUTION BOX | I033622 | CINSTMAT | A | Test9199 | 9243 | C | NOS.
BUSBAR PIN TYPE (3PIN 63A) | I033623 | CINSTMAT | A | Test9200 | 9244 | C | NOS.
PVC CASING 80X60 | I033624 | CINSTMAT | A | Test9201 | 9245 | C | NOS.
LY2 RELAY SOCKET | I033625 | CINSTMAT | A | Test9202 | 9246 | C | NOS.
2P 8PIN RELAY | I033626 | CINSTMAT | A | Test9203 | 9247 | C | NOS.
DIN RAIL 1M | I033627 | CINSTMAT | A | Test9204 | 9248 | C | NOS.
BUSBAR PIN TYPE 1P 63A | I033628 | CINSTMAT | A | Test9205 | 9249 | C | NOS.
1/4" DR.SLIDING T HANDLE 4-1/2" | I033629 | CINSTMAT | A | Test9206 | 9250 | C | NOS.
UMBRELLA SLEEVES DISPENSER | I033630 | OMISC | A | Test9207 | 9251 | C | NOS.
4CX16AQMM (7/1.70MM) CU/PVC/SWA/PVC-ARMORED | I033631 | OINSTMAT | A | Test9208 | 9252 | C | NOS.
KWH METER BOX COMPLETE (DIGITAL)3 PHASE (PP3016) | I033632 | OINSTMAT | A | Test9209 | 9253 | C | NOS.
IPHONE XS SILVER 64GB | I033633 | POSG12 | A | Test9210 | 9254 | A | NOS.
IPHONE XS SPACE GRAY 256GB | I033634 | POSG12 | A | Test9211 | 9255 | A | NOS.
IPHONE XS GOLD 256GB | I033635 | POSG12 | A | Test9212 | 9256 | A | NOS.
IPHONE XS SILVER 256GB | I033636 | POSG12 | A | Test9213 | 9257 | A | NOS.
IPHONE XS SPACE GRAY 512GB | I033637 | POSG12 | A | Test9214 | 9258 | A | NOS.
IPHONE XS GOLD 512GB | I033638 | POSG12 | A | Test9215 | 9259 | A | NOS.
IPHONE XS SILVER 512GB | I033639 | POSG12 | A | Test9216 | 9260 | A | NOS.
IPHONE XS MAX SPACE GRAY 64GB | I033640 | POSG12 | A | Test9217 | 9261 | A | NOS.
IPHONE XS MAX GOLD 64GB | I033641 | POSG12 | A | Test9218 | 9262 | A | NOS.
IPHONE XS MAX SILVER 64GB | I033642 | POSG12 | A | Test9219 | 9263 | A | NOS.
IPHONE XS MAX SPACE GRAY 256GB | I033643 | POSG12 | A | Test9220 | 9264 | A | NOS.
IPHONE XS MAX GOLD 256GB | I033644 | POSG12 | A | Test9221 | 9265 | A | NOS.
IPHONE XS MAX SILVER 256GB | I033645 | POSG12 | A | Test9222 | 9266 | A | NOS.
IPHONE XS MAX SPACE GRAY 512GB | I033646 | POSG12 | A | Test9223 | 9267 | A | NOS.
IPHONE XS MAX GOLD 512GB | I033647 | POSG12 | A | Test9224 | 9268 | A | NOS.
IPHONE XS MAX SILVER 512GB | I033648 | POSG12 | A | Test9225 | 9269 | A | NOS.
IPHONE XS SPACE GRAY 64GB-DEMO | I033649 | OMOBHSET | A | Test9226 | 9270 | C | NOS.
IPHONE XS MAX GOLD 64GB-DEMO | I033650 | OMOBHSET | A | Test9227 | 9271 | C | NOS.
LED OUTDOOR LIGHT SB 18W WW 3000K BLACK | I033651 | OMISC | A | Test9228 | 9272 | C | NOS.
ASP-6110-S: ONE LINE ANALOG CORDED (SP200) | I033652 | STELEEQ | A | Test9229 | 9273 | C | NOS.
FACEPLATE SURCHARGE (SP200) | I033653 | Sales Relat Ser | B | Test9230 | 9274 | C | NOS.
JABRA PRO 920 DUO, UK/HK/SG | I033654 | STELEEQ | A | Test9231 | 9275 | C | NOS.
JABRA LINK 14201 – 19 EHS ADAPTER FOR AVAYA | I033655 | STELEEQ | A | Test9232 | 9276 | C | NOS.
DINING TABLE OUTDOOR PLASTIC | I033656 | OMISC | A | Test9233 | 9277 | C | NOS.
PLASTIC CHAIR OUTDOOE RATTAN | I033657 | OMISC | A | Test9234 | 9278 | C | NOS.
IPHONE XS SPACE GRAY 64GB | I033658 | POSG12 | A | Test9235 | 9279 | A | NOS.
IPHONE XS GOLD 64GB | I033659 | POSG12 | A | Test9236 | 9280 | A | NOS.
T-SHIRT WHITE LONG SLEEVE (SMALL) | I033660 | OMISC | A | Test9237 | 9281 | C | NOS.
T-SHIR WHITE LONG SLEEVE (MEDIUM) | I033661 | OMISC | A | Test9238 | 9282 | C | NOS.
T-SHIRT WHITE LONG SLEEVE (LARGE) | I033662 | OMISC | A | Test9239 | 9283 | C | NOS.
T-SHIRT WHITE LONG SLEEVE (X-LARGE) | I033663 | OMISC | A | Test9240 | 9284 | C | NOS.
T-SHIRT WHITE LONG SLEEVE (2X-LARGE) | I033664 | OMISC | A | Test9241 | 9285 | C | NOS.
T-SHIRT WHITE LONG SLEEVE (3X-LARGE) | I033665 | OMISC | A | Test9242 | 9286 | C | NOS.
T-SHIRT WHITE LONG SLEEVE (4XL-LARGE) | I033666 | OMISC | A | Test9243 | 9287 | C | NOS.
T-SHIRT WHITE (SMALL) | I033667 | OMISC | A | Test9244 | 9288 | C | NOS.
T-SHIRT WHITE (MEDIUM) | I033668 | OMISC | B | Test9245 | 9289 | C | NOS.
T-SHIRT WHITE (LARGE) | I033669 | OMISC | A | Test9246 | 9290 | C | NOS.
T-SHIRT WHITE (X-LARGE) | I033670 | OMISC | A | Test9247 | 9291 | C | NOS.
T-SHIRT WHITE (2X-LARGE) | I033671 | OMISC | A | Test9248 | 9292 | C | NOS.
T-SHIRT WHITE (3X-LARGE) | I033672 | OMISC | A | Test9249 | 9293 | C | NOS.
T-SHIRT WHITE (4X-LARGE) | I033673 | OMISC | A | Test9250 | 9294 | C | NOS.
A0027-002-001-001-001-1:IG4210-1000 CONCURRENT DEVICE | I033674 | SMODROUT | A | Test9251 | 9295 | C | NOS.
PLASTIC TUBULAR HANGERS | I033675 | OMISC | A | Test9252 | 9296 | C | NOS.
HACKSAW BLADE SET 24TPI | I033676 | OTOOLS | A | Test9253 | 9297 | C | NOS.
FILE 6" | I033677 | OTOOLS | A | Test9254 | 9298 | C | NOS.
ADJUSTABLE WRENCH - 6" (150MM) | I033678 | OTOOLS | A | Test9255 | 9299 | C | NOS.
ADJUSTABLE WRENCH - 8" (200MM) | I033679 | OTOOLS | A | Test9256 | 9300 | C | NOS.
SAFETY CHISEL FLAT 10" | I033680 | OTOOLS | A | Test9257 | 9301 | C | NOS.
SELF DRILLING BIT WOOD 6PCS/SET | I033681 | OTOOLS | A | Test9258 | 9302 | C | NOS.
DRILL BIT HSS 10PCS/SET | I033682 | OTOOLS | A | Test9259 | 9303 | C | NOS.
DRY WALL SCREW 1"X#6 | I033683 | OTOOLS | A | Test9260 | 9304 | C | NOS.
DRY WALL SCREW 11/2''X#7 | I033684 | OTOOLS | A | Test9261 | 9305 | C | NOS.
HAND RIVETER PATTA HR-901N | I033685 | OTOOLS | A | Test9262 | 9306 | C | NOS.
SELF DRILLING SCREW BLACK BUGLE HEAD #6-20X1" | I033686 | OTOOLS | A | Test9263 | 9307 | C | NOS.
SPIRIT LEVEL MT 40CM | I033687 | OTOOLS | A | Test9264 | 9308 | C | NOS.
STEEL BRICKLAYING KNIFE ORANG/BLACK 8" | I033688 | OTOOLS | A | Test9265 | 9309 | C | NOS.
STEEL JOINT KNIFE 3" | I033689 | OTOOLS | A | Test9266 | 9310 | C | NOS.
TRY SQUARE WITH SPIRIT 20CM | I033690 | OTOOLS | A | Test9267 | 9311 | C | NOS.
WOOD CHISEL GO THRU 1" | I033691 | OTOOLS | A | Test9268 | 9312 | C | NOS.
HOLE SAW SET 9PCS | I033692 | OTOOLS | A | Test9269 | 9313 | C | NOS.
SDS PLUS DRILL BIT 20X250MM | I033693 | OTOOLS | A | Test9270 | 9314 | C | NOS.
SDS PLUS DRILL BIT 25X200MM | I033694 | OTOOLS | A | Test9271 | 9315 | C | NOS.
LENOX VARI-BIT NO.MVB0618 | I033695 | OTOOLS | A | Test9272 | 9316 | C | NOS.
LENOX VARI-BIT NO.MVB412 | I033696 | OTOOLS | A | Test9273 | 9317 | C | NOS.
MAGNETIC ALUMINIUM LEVEL 12" | I033697 | OTOOLS | A | Test9274 | 9318 | C | NOS.
WALKING MEASURE | I033698 | OTOOLS | A | Test9275 | 9319 | C | NOS.
WOOD CHISEL LONG | I033699 | OTOOLS | A | Test9276 | 9320 | C | NOS.
G62-4G WITH CONFIGURATION CABLE | I033700 | OTESTEQ | A | Test9277 | 9321 | C | NOS.
LONG NOSE PLIER 165MM | I033701 | OTOOLS | A | Test9278 | 9322 | C | NOS.
LONG NOSE PLIER WITH SMOOTH JAW 118MM | I033702 | OTOOLS | A | Test9279 | 9323 | C | NOS.
FORGING CABLE CUTTER 155MM 6" | I033703 | OTOOLS | A | Test9280 | 9324 | C | NOS.
FORGING CABLE CUTTER 210MM 8" | I033704 | OTOOLS | A | Test9281 | 9325 | C | NOS.
LASER DISTANCE MEASURER 80M | I033705 | OTOOLS | A | Test9282 | 9326 | C | NOS.
HEAVY DUTY CURVED CLAW HAMMER | I033706 | OTOOLS | A | Test9283 | 9327 | C | NOS.
PROFESSIONAL HOT MELT GLUE GUN | I033707 | OTOOLS | A | Test9284 | 9328 | C | NOS.
SOFT SIDE TOOL POUCH | I033708 | OTOOLS | A | Test9285 | 9329 | C | NOS.
EZ-LABEL PRINTER 9MM TAPE CARTRIDGE BLACK INK ON CLEAR TAPE | I033709 | OTOOLS | A | Test9286 | 9330 | C | NOS.
CABLE PULLER 30M | I033710 | OTOOLS | A | Test9287 | 9331 | C | NOS.
MULTI-PURPOSE CASE | I033711 | OTOOLS | A | Test9288 | 9332 | C | NOS.
ESD PRECISION SCREWDRIVER +#00 P00 X 50MM (+) | I033712 | OTOOLS | A | Test9289 | 9333 | C | NOS.
ESD PRECISION SCREWDRIVER - 2.0 X 50MM (-) | I033713 | OTOOLS | A | Test9290 | 9334 | C | NOS.
TERMINAL RV5.5-6 100PCS/BAG | I033714 | OTOOLS | A | Test9291 | 9335 | C | NOS.
HOT MELT GLUE STICK 11MM | I033715 | OTOOLS | A | Test9292 | 9336 | C | NOS.
INTER-LOCKING & NON INSULATED TERMINAL CRIMPING TOOL | I033716 | OTOOLS | A | Test9293 | 9337 | C | NOS.
ROTARY COAXIAL CABLE STRIPPER | I033717 | OTOOLS | A | Test9294 | 9338 | C | NOS.
SCREWDRIVER SET STAR-6PCS | I033718 | OTOOLS | A | Test9295 | 9339 | C | NOS.
FLEX HEAD GEAR WRENCH | I033719 | OTOOLS | A | Test9296 | 9340 | C | NOS.
PRO-SOFT SCREWDRIVER ( +#2 6 X 40MM) | I033720 | OTOOLS | A | Test9297 | 9341 | C | NOS.
PRO-SOFT SCREWDRIVER (-6 6 X 40MM) | I033721 | OTOOLS | A | Test9298 | 9342 | C | NOS.
TESTER PEN SCREWDRIVER PROBE LIGHT VOLTAGE DETECTR TEST TOOL | I033722 | OTOOLS | A | Test9299 | 9343 | C | NOS.
VELCRO TAPE ROLL | I033723 | OTOOLS | A | Test9300 | 9344 | C | NOS.
EXCHANGE 4 X A9K-MPA-2X40GE= WITH 8 X A9K-MPA-1X40GE= | I033724 | CTRNACCEQ | A | Test9301 | 9345 | C | NOS.
GT-806A15:GIGABIT MEDIA CONVERTER-TX:1310)-15KM(MA003) | I033725 | SOPFIBRNTWK | A | Test9302 | 9346 | C | NOS.
GT-806B15:GIGABIT MEDIA CONVERTER-TX:1550)-15KM(MA003) | I033726 | SOPFIBRNTWK | A | Test9303 | 9347 | C | NOS.
CIVIL WORK | I033727 | VREPANTM | B | Test9304 | 9348 | C | NOS.
DELL NETWORKING N3024P | I033728 | OMODROUT | A | Test9305 | 9349 | C | NOS.
DELL SFP OPTICAL TRANSCEIVER L0GGBASE-LR - UPTO 10KM | I033729 | OINSTMAT | A | Test9306 | 9350 | C | NOS.
10/100/1000MBPS SFP COPPER TRANSCEIVER ( RJ45 CONNECTOR, IEE | I033730 | OINSTMAT | A | Test9307 | 9351 | C | NOS.
18V STANDLIGHT | I033731 | OTOOLS | A | Test9308 | 9352 | C | NOS.
AUTO LOADING UTILITY KNIFE | I033732 | OTOOLS | A | Test9309 | 9353 | C | NOS.
DELL ST1200MM007 1.2TB 10K RPM 6GBPS 2.5" SAS HDD | I033733 | OSRVRACS | A | Test9310 | 9354 | C | NOS.
LED FLOOD LIGHT 500W/6500K LUM SLIM/BLACK | I033734 | OSITEMAINT | A | Test9311 | 9355 | C | NOS.
ZNID-BATT-IN-48VDC-NA-D:BATTERY BACKUP UNIT,INDOOR 100-240VA | I033735 | OSRVRACS | A | Test9312 | 9356 | C | NOS.
ZNID-BATT-CABLE-10METER:37 WIRE POWER CABLE USED WITH INDOOR | I033736 | OSRVRACS | A | Test9313 | 9357 | C | NOS.
PROFILE CLAMP 42 ZINKPOX | I033737 | CINSTMAT | A | Test9314 | 9358 | C | NOS.
CLAMP 12/70 WHITE INCL. BOLT AND NUT | I033738 | CINSTMAT | A | Test9315 | 9359 | C | NOS.
CLAMP 12/120 WHITE INCL. BOLT AND NUT | I033739 | CINSTMAT | A | Test9316 | 9360 | C | NOS.
END PLUG 28I RED PLASTIC | I033740 | CINSTMAT | A | Test9317 | 9361 | C | NOS.
VERTICAL RISER 18-200 HDG WHITE | I033741 | CINSTMAT | A | Test9318 | 9362 | C | NOS.
VERTICAL RISER 18-300 HDG WHITE | I033742 | CINSTMAT | A | Test9319 | 9363 | C | NOS.
PRINTER CARTRIDGE CANON 335E FOR LBP 841 CDN PRINTER-BLACK | I033743 | OSTNMAT | A | Test9320 | 9364 | C | NOS.
PRINTER CARTRIDGE CANON 335E FOR LBP 841 CDN PRINTER-CYAN | I033744 | OSTNMAT | A | Test9321 | 9365 | C | NOS.
PRINTER CARTRIDGE CANON 335E FOR LBP 841 CDN PRINTER-MAGENTA | I033745 | OSTNMAT | A | Test9322 | 9366 | C | NOS.
PRINTER CARTRIDGE CANON 335E FOR LBP 841 CDN PRINTER-YELLOW | I033746 | OSTNMAT | A | Test9323 | 9367 | C | NOS.
SLC14C13-2FTK2-6PK RARITAN SECURELOCK-PWR CBL-2FT-COILED-BLU | I033747 | SLINPLNT | A | Test9324 | 9368 | C | NOS.
SLC14C13-2FTK1-6PK RARITAN SECURELOCK-PWR CBL-2FT-COILED-RED | I033748 | SLINPLNT | A | Test9325 | 9369 | C | NOS.
SLC14C13-4FTK2-6PK RARITAN SECURELOCK-PWR CBL-4FT-COILED-BLU | I033749 | SLINPLNT | A | Test9326 | 9370 | C | NOS.
SLC14C13-4FTK1-6PK RARITAN SECURELOCK-PWR CBL-4FT-COILED-RED | I033750 | SLINPLNT | A | Test9327 | 9371 | C | NOS.
ANKER 5 IN 1 PREMIUM USB C DATA HUB/REG | I033751 | OPCACSRS | A | Test9328 | 9372 | C | NOS.
FIXED PRICE SERVICES(ADDITIONAL FUNDING & SCHEDULE PROJECT R | I033752 | Cap Related Ser | B | Test9329 | 9373 | C | NOS.
492020: TDX FRONTEND TUNER DVB-S | I033753 | OTESTEQ | A | Test9330 | 9374 | C | NOS.
WS-C3850-48T-S:CISCO CAT 3850 48P DAT IP BSE S/N:FOC2033U14Y | I033754 | VMAINT&SC | B | Test9331 | 9375 | C | NOS.
WS-C3850-48T-S:CISCO CAT 3850 48P DAT IP BSE S/N:FOC2033U1N2 | I033755 | VMAINT&SC | B | Test9332 | 9376 | C | NOS.
WS-C3850-48T-S:CISCO CAT 3850 48P DAT IP BSE S/N:FOC2033X1GQ | I033757 | VMAINT&SC | B | Test9333 | 9377 | C | NOS.
AUTOCAD LICENSE | I033758 | VMAINT&SC | B | Test9334 | 9378 | C | NOS.
GENERATOR 5KW | I033759 | CPWR SYSTEM | A | Test9335 | 9379 | C | NOS.
HONEYWELL SCANNER DOLPHIN CN80, MODEL NO:CN80-L1N-5EC110E | I033760 | CMISC | A | Test9336 | 9380 | C | NOS.
HONEYWELL PRINTER PC43T, MODEL NO:PC43TB00000302 | I033761 | CMISC | A | Test9337 | 9381 | C | NOS.
3CX SERVER LICENSE 16 SC - ENTERPRISE EDITION (SL152) | I033762 | Sales Relat Ser | B | Test9338 | 9382 | C | NOS.
3CX SERVER LICENSE 16 SC - ENTERPRISE EDITION | I033763 | Sales Relat Ser | B | Test9339 | 9383 | C | NOS.
CISCO1921/K9:CISCO1921/K9 X 1 WITH SMARTNET 1 YEAR 8/5 | I033764 | OMODROUT | A | Test9340 | 9384 | C | NOS.
CON-SNT-1921:SNTC-8X5XNBD C1921 MODULAR ROUTER, 2 GE, 2 EHWI | I033765 | OMODROUT | A | Test9341 | 9385 | C | NOS.
RADIATOR CORE REPLACEMENT & SERVICING | I033766 | VREPPOWP | B | Test9342 | 9386 | C | NOS.
OS6860E-U28: GIGE L3 CHASSIS WITH 28X 100/1000 BASE-(SL159) | I033767 | SMODROUT | A | Test9343 | 9387 | C | NOS.
ISR-CCP-EXP: CISCO CONFIG PRO EXPRESS ON ROUTER FLASH | I033768 | OMODROUT | A | Test9344 | 9388 | C | NOS.
HWIC-BLANK:BLANK FACEPLATE FOR HWIC SLOT ON CISCO ISR | I033770 | OMODROUT | A | Test9345 | 9389 | C | NOS.
SOPHOS SUB. RENEWAL XG 105 ENTERPRISEGUARD / ENHANCED SUP.1Y | I033772 | Sales Relat Ser | B | Test9346 | 9390 | C | NOS.
SOPHOS SUB. RENEWAL XG 310 ENTERPRISEGUARD / ENHANCED SUP.1Y | I033773 | Sales Relat Ser | B | Test9347 | 9391 | C | NOS.
SOPHOS SUB. RENEWAL XG 310 ENHANCED SUPPORT 1YR | I033774 | Sales Relat Ser | B | Test9348 | 9392 | C | NOS.
SOPHOS SUB. RENEWAL XG 550 ENTERPRISEGUARD / ENHANCED SUP.1Y | I033775 | Sales Relat Ser | B | Test9349 | 9393 | C | NOS.
SOPHOS SUB. RENEWAL XG 550 ENHANCED TO ENHANCED + SUP.1YR | I033776 | Sales Relat Ser | B | Test9350 | 9394 | C | NOS.
JACOB JENSEN IP60D SINGLE LINE SIP PHONE | I033777 | OTELEEQ | A | Test9351 | 9395 | C | NOS.
JACOB JENSEN CORDLESS DECT REMOTE STATION HS20D | I033778 | OTELEEQ | A | Test9352 | 9396 | C | NOS.
FG-301E:6XGE RF45 P,4XGE SFP SLOTS SPU NP6 & CP8 HW(SL161) | I033779 | SOPFIBRNTWK | A | Test9353 | 9397 | C | NOS.
FC-10-00307-950-02-12:UTM PROTECTION 24X7 FORTICARE+(SL161) | I033780 | Sales Relat Ser | B | Test9354 | 9398 | C | NOS.
OMNIPCX ENTERPRISE SW (SL161) | I033781 | Sales Relat Ser | B | Test9355 | 9399 | C | NOS.
3BA23275AB: ARMADA DAUGHTER BOARD (SL161) | I033782 | SPABXSPR | A | Test9356 | 9400 | C | NOS.
3BA03215AA GENERIC POWER CORD (SL161) | I033783 | SPABXSPR | A | Test9357 | 9401 | C | NOS.
3EH75001AB MR3 MOUNTING KIT (SL161) | I033784 | SPABXSPR | A | Test9358 | 9402 | C | NOS.
3EH76034AA BLIND SLOT STIFFENER (SL161) | I033785 | SPABXSPR | A | Test9359 | 9403 | C | NOS.
OXE BASIC PACK - CS-3/GD3/1XMR3-230V 3BA00827AA (SL161) | I033786 | SPABXSPR | A | Test9360 | 9404 | C | NOS.
3MG08010AA:8008 DESKPHONE W/O RJ45 CABLE(SL161) | I033787 | SPABXSPR | A | Test9361 | 9405 | C | NOS.
3MG27101WW 8038 PREMIUM DESKPHONE INT (SL161) | I033788 | SPABXSPR | A | Test9362 | 9406 | C | NOS.
3BA00637UB:4059/4059EE IP ATTENDANT KEYBOARD WITH USB(SL161) | I033789 | SPABXSPR | A | Test9363 | 9407 | C | NOS.
CIVIL WORK | I033790 | VCOMSUPT | B | Test9364 | 9408 | C | NOS.
SHOPPING CART FEATURE DEVELOPMENT | I033791 | V-CONT-COST | B | Test9365 | 9409 | C | NOS.
DASHBOARD BACKGROUND VIDEO FEATURE DEVELOPMENT | I033792 | V-CONT-COST | B | Test9366 | 9410 | C | NOS.
WALL MOUNT VOLUME CONTROLLER AM WMA50CW(SL154) | I033793 | SINSTMAT | A | Test9367 | 9411 | C | NOS.
CONFIGURATION #2261211 | I033794 | Cap Related Ser | B | Test9368 | 9412 | C | NOS.
DIGITAL POWER AMPLIFIER BOSE PS602(SL154) | I033795 | SINSTMAT | A | Test9369 | 9413 | C | NOS.
DSP PROCESSOR BOSE EX-1280C(SL154) | I033796 | SINSTMAT | A | Test9370 | 9414 | C | NOS.
CONTROLSPACE CC 64 BOSE CC64(SL154) | I033797 | SINSTMAT | A | Test9371 | 9415 | C | NOS.
CC 64 POWER SUPPLY BOSE CC-PS-1(SL154) | I033798 | SINSTMAT | A | Test9372 | 9416 | C | NOS.
SPEAKER CABLES (1000 FEET) (SL154) | I033799 | SINSTMAT | A | Test9373 | 9417 | C | Roll
3CORE SIGNAL CABLE (100 FEET) (SL154) | I033800 | SINSTMAT | A | Test9374 | 9418 | C | Roll
CONNECTORS VARIOUS VARIOUS 1LOT(SL154) | I033801 | SINSTMAT | A | Test9375 | 9419 | C | NOS.
TESTING CALIBRATION(SL154) | I033802 | Sales Relat Ser | B | Test9376 | 9420 | C | NOS.
SFP-GIG-LX:1000BASE-LX GIGABIT ETHERNET OPTICAL TRNCVR(SL159 | I033803 | SMODROUT | A | Test9377 | 9421 | C | NOS.
OS6350-P24 GIGABIT ETHERNET 1RU CHASSIS WITH 24 POE (SL159) | I033804 | SMODROUT | A | Test9378 | 9422 | C | NOS.
OS6350-P48 GIGABIT ETHERNET 1RU CHASSIS WITH 48 POE(SL159) | I033805 | SMODROUT | A | Test9379 | 9423 | C | NOS.
OS6350-24 GIGABIT ETHERNET STANDALONE CHASSIS IN A 1U(SL159) | I033806 | SMODROUT | A | Test9380 | 9424 | C | NOS.
OS6350-48 GIGA BIT ETHERNET STANDALONE CHASSIS IN A 1U(SL159 | I033807 | SMODROUT | A | Test9381 | 9425 | C | NOS.
CN80-HB-CNV-0:CN80 HOME BASE | I033808 | CMISC | A | Test9382 | 9426 | C | NOS.
SURTD5000XLI-CC:APC SMART-UPS RT 5000VA 230V(SL159) | I033809 | SSRVRACS | A | Test9383 | 9427 | C | NOS.
SURTRK2:APC SMART-UPS RT 19" RAIL KIT FOR SMART-UPS(SL159) | I033810 | SSRVRACS | A | Test9384 | 9428 | C | NOS.
SRT6KRMXLI:APC SMART-UPS RT 6000VA 230VRACK MOUNT UPS(SL159) | I033811 | SSRVRACS | A | Test9385 | 9429 | C | NOS.
HANDLING & DELIVERY CHARGES | I033812 | V-OUTSOURCE-C | B | Test9386 | 9430 | C | NOS.
P01-S104-XX00:SMARTZONE 100 WITH 4 GIGE PORTS(SL159) | I033814 | SMODROUT | A | Test9387 | 9431 | C | NOS.
L09-0001-SG00:AP MANAGEMENT LICENSE-SZ100/VSZ 3.X1 RU(SL159) | I033815 | Sales Relat Ser | B | Test9388 | 9432 | C | NOS.
S02-S104-1000:PARTNER WATCHDOG SUPP FOR SMTZN 100 1Y (SL159) | I033816 | Sales Relat Ser | B | Test9389 | 9433 | C | NOS.
S02-0001-1LSG:PARTNER WATCHDOG SUPP. PER SZ/VSZ AP,1YR(SL159 | I033817 | Sales Relat Ser | B | Test9390 | 9434 | C | NOS.
901-T300-XX01:ZONEFLEX T300,OMNI,OUTDOOR ACCESS POINT(SL159) | I033818 | SMODROUT | A | Test9391 | 9435 | C | NOS.
901-R510-XX00:ZONEFLEX R510 DUAL BAND WIRELESS AP(SL159) | I033819 | SWIFIEQUIP | A | Test9392 | 9436 | C | NOS.
902-0120-0000:SECURE MOUNTING BRACKET FOR ZONEFLEX R71(SL159 | I033820 | SINSTMAT | A | Test9393 | 9437 | C | NOS.
FABRICATION OF ANTENNA POLE AS PER SPECIFICATION(SL150) | I033821 | Sales Relat Ser | B | Test9394 | 9438 | C | NOS.
SFP-10G-LR=:10GIGABIT OPTICAL TRANSCEIVER SFP+ SUPP MONOMODE | I033822 | SSRVRACS | A | Test9395 | 9439 | C | NOS.
AK-440107-018-S:DIGITUS MAINS CABLE UK PLUG 1.8M | I033823 | CMISC | A | Test9396 | 9440 | C | NOS.
IPHONE XR 64GB BLACK | I033824 | POSG12 | A | Test9397 | 9441 | A | NOS.
IPHONE XR 64GB WHITE | I033825 | POSG12 | A | Test9398 | 9442 | A | NOS.
IPHONE XR 64GB (PRODUCT)RED | I033826 | POSG12 | A | Test9399 | 9443 | A | NOS.
IPHONE XR 64GB YELLOW | I033827 | POSG12 | A | Test9400 | 9444 | A | NOS.
IPHONE XR 64GB CORAL | I033828 | POSG12 | A | Test9401 | 9445 | A | NOS.
IPHONE XR 64GB BLUE | I033829 | POSG12 | A | Test9402 | 9446 | A | NOS.
IPHONE XR 128GB BLACK | I033830 | POSG12 | A | Test9403 | 9447 | A | NOS.
IPHONE XR 128GB WHITE | I033831 | POSG12 | A | Test9404 | 9448 | A | NOS.
IPHONE XR 128GB (PRODUCT)RED | I033832 | POSG12 | A | Test9405 | 9449 | A | NOS.
IPHONE XR 128GB YELLOW | I033833 | POSG12 | A | Test9406 | 9450 | A | NOS.
IPHONE XR 128GB CORAL | I033834 | POSG12 | A | Test9407 | 9451 | A | NOS.
IPHONE XR 128GB BLUE | I033835 | POSG12 | A | Test9408 | 9452 | A | NOS.
IPHONE XR 256GB BLACK | I033836 | POSG12 | A | Test9409 | 9453 | A | NOS.
IPHONE XR 256GB WHITE | I033837 | POSG12 | A | Test9410 | 9454 | A | NOS.
IPHONE XR 256GB (PRODUCT)RED | I033838 | POSG12 | A | Test9411 | 9455 | A | NOS.
IPHONE XR 256GB YELLOW | I033839 | POSG12 | A | Test9412 | 9456 | A | NOS.
IPHONE XR 256GB CORAL | I033840 | POSG12 | A | Test9413 | 9457 | A | NOS.
IPHONE XR 256GB BLUE | I033841 | POSG12 | A | Test9414 | 9458 | A | NOS.
IPHONE XR 64GB WHITE (DEMO) | I033842 | POSG12 | A | Test9415 | 9459 | A | NOS.
IPHONE XR 64GB YELLOW (DEMO) | I033843 | POSG12 | A | Test9416 | 9460 | A | NOS.
3BA00759AA:INT-IP3 PACK (INT-IP3+10/100/1000BASE-T) (SL162) | I033844 | SPABXSPR | A | Test9417 | 9461 | C | NOS.
3BA23258AB:CPU8 BOARD(SL162) | I033845 | SPABXSPR | A | Test9418 | 9462 | C | NOS.
3BA27013AD:SATA HDD FOR CPU CARD CALL SERVER(CPU8/CS-3(SL162 | I033846 | SPABXSPR | A | Test9419 | 9463 | C | NOS.
OMNIPCX ENTERPRISE SW (SL162) | I033847 | Sales Relat Ser | B | Test9420 | 9464 | C | NOS.
38298:CANON INK TANK PFI-8107MBK FOR IPF 671/771 PRINTER | I033848 | CMISC | A | Test9421 | 9465 | C | NOS.
42212:MAIN CONTROLLER | I033849 | CMISC | A | Test9422 | 9466 | C | NOS.
OBLONG PUNCH 18X21 | I033850 | OTOOLS | A | Test9423 | 9467 | C | NOS.
OBLONG PUNCH 15X21 | I033851 | OTOOLS | A | Test9424 | 9468 | C | NOS.
OBLONG PUNCH 14X21 | I033852 | OTOOLS | A | Test9425 | 9469 | C | NOS.
PENGUARD COMP B 4L | I033853 | OSPRVEHBT | A | Test9426 | 9470 | C | NOS.
PENGUARD HB WHITE A 4L | I033854 | OSPRVEHBT | A | Test9427 | 9471 | C | NOS.
WS-C3850-48T-S:CISCO CAT 3850 48P DAT IP BSE S/N:FOC2033U1N3 | I033855 | VMAINT&SC | B | Test9428 | 9472 | C | NOS.
JOYBOX-ANDREDO 2565(FOC ITEM) | I033856 | POSG60 | A | Test9429 | 9473 | A | NOS.
3BA03215AA GENERIC POWER CORD (SL159) | I033857 | SPABXSPR | A | Test9430 | 9474 | C | NOS.
3EH75001AB MR3 MOUNTING KIT (SL159) | I033858 | SPABXSPR | A | Test9431 | 9475 | C | NOS.
3EH76034AA BLIND SLOT STIFFENER (SL159) | I033859 | SPABXSPR | A | Test9432 | 9476 | C | NOS.
3EU27009AA 4XV24 OVER IP BOX (230V) (SL159) | I033860 | SPABXSPR | A | Test9433 | 9477 | C | NOS.
3BA00808AA OXE BASIC PACK - CS-2/GD3/1XMR3-230V (SL159) | I033861 | SPABXSPR | A | Test9434 | 9478 | C | NOS.
3MG27201AA 8018 DESKPHONE W/O RJ45 CABLE (SL159) | I033862 | SPABXSPR | A | Test9435 | 9479 | C | NOS.
3MG27203WW:8058S PREMIUM DESKPHONE WW(SL159) | I033863 | SPABXSPR | A | Test9436 | 9480 | C | NOS.
3MG27205WW:8078S PREMIUM DESKPHONE WW(SL159) | I033864 | SPABXSPR | A | Test9437 | 9481 | C | NOS.
OMNIPCX ENTERPRISE SW (SL159) | I033865 | Sales Relat Ser | B | Test9438 | 9482 | C | NOS.
LINE COLOR SCREWDRIVERS (3.2X75MM) | I033866 | CTOOLS | A | Test9439 | 9483 | C | NOS.
LINE COLOR SCREWDRIVERS (5.0X100MM) | I033867 | CTOOLS | A | Test9440 | 9484 | C | NOS.
LINE COLOR SCREWDRIVERS (6X100MM) | I033868 | CTOOLS | A | Test9441 | 9485 | C | NOS.
LINE COLOR SCREWDRIVERS (6X150MM) | I033869 | CTOOLS | A | Test9442 | 9486 | C | NOS.
SCREWDRIVER (-) 3.2X75 89401A | I033870 | CTOOLS | A | Test9443 | 9487 | C | NOS.
SCREWDRIVER (-) 157/-6.0/153/6.0 89414A | I033871 | CTOOLS | A | Test9444 | 9488 | C | NOS.
CONVERTIBLE SOLDERING IRON/GUN, 220V | I033872 | CTOOLS | A | Test9445 | 9489 | C | NOS.
HEAVY DUTY ZIPPER BAG WITH 2 PALLETS | I033873 | CTOOLS | A | Test9446 | 9490 | C | NOS.
SOLDER WIRE 63% SN - 17G | I033874 | CTOOLS | A | Test9447 | 9491 | C | NOS.
ADJUSTABLE LOCK PLIER (INDUSTRIAL GRADE) 7" LOCK PLIER | I033875 | CTOOLS | A | Test9448 | 9492 | C | NOS.
10000-82475 PRESSURE SWITCH | I033876 | OGENTSP | A | Test9449 | 9493 | C | NOS.
934-524 TEMP SWITCH | I033877 | OGENTSP | A | Test9450 | 9494 | C | NOS.
SO FILE DEVELOPMENT | I033878 | VNEWPROD | B | Test9451 | 9495 | C | NOS.
MPLS SERVICE SUPPORT FOR ONE MONTH | I033879 | VMAINT&SC | B | Test9452 | 9496 | C | NOS.
I20035:DURATRAN I-TTR UNCOATED PAPER,FOR INDOORLABELING,USE | I033880 | CMISC | A | Test9453 | 9497 | C | NOS.
1-970655-00-0:TMX1310 WAX RIBBON FOR GENERAL APPLICATIONS CO | I033881 | CMISC | A | Test9454 | 9498 | C | NOS.
OLT PON CARD MALE & GREATER MALE (HUAWEI 16 PORT) | I033882 | CTRNACCEQ | A | Test9455 | 9499 | C | NOS.
OLT PON CARD MALE & GREATER MALE (HUAWE 8 PORT) | I033883 | CTRNACCEQ | A | Test9456 | 9500 | C | NOS.
ALL ROUND PUNCH 11 | I033884 | OTOOLS | A | Test9457 | 9501 | C | NOS.
ALL ROUND PUNCH 13 | I033885 | OTOOLS | A | Test9458 | 9502 | C | NOS.
ALL ROUND PUNCH 14 | I033886 | OTOOLS | A | Test9459 | 9503 | C | NOS.
ALL ROUND PUNCH 16 | I033887 | OTOOLS | A | Test9460 | 9504 | C | NOS.
ALL ROUND PUNCH 18 | I033888 | OTOOLS | A | Test9461 | 9505 | C | NOS.
ALL ROUND PUNCH 20 | I033889 | OTOOLS | A | Test9462 | 9506 | C | NOS.
ALL ROUND PUNCH 22 | I033890 | OTOOLS | A | Test9463 | 9507 | C | NOS.
ALL ROUND PUNCH 24 | I033891 | OTOOLS | A | Test9464 | 9508 | C | NOS.
ALL OBLONG DIE 10 X 15B | I033892 | OTOOLS | A | Test9465 | 9509 | C | NOS.
ALL OBLONG DIE 14 X 21B | I033893 | OTOOLS | A | Test9466 | 9510 | C | NOS.
ALL OBLONG DIE 15 X 21B | I033894 | OTOOLS | A | Test9467 | 9511 | C | NOS.
ALL OBLONG DIE 18 X 21B | I033895 | OTOOLS | A | Test9468 | 9512 | C | NOS.
UTPSP0.5MORY:PANDUIT CAT.6 U/UTP PATCH NETWORK CABLE-1.64 FT | I033896 | COPFIBRNTWK | A | Test9469 | 9513 | C | NOS.
UTPSP1MORY:PANDUIT CAT.6 U/UTP PATCH NETWORK CABLE-3.28 FT | I033897 | COPFIBRNTWK | A | Test9470 | 9514 | C | NOS.
UTPSP1.5ORY:PANDUIT CAT.6 U/UTP PATCH NETWORK CABLE-5FT(1.5M | I033898 | COPFIBRNTWK | A | Test9471 | 9515 | C | NOS.
UTPSP10ORY:PANDUIT CAT.6 U/UTP PATCH NETWORK CABLE-10FT(3M) | I033899 | COPFIBRNTWK | A | Test9472 | 9516 | C | NOS.
UTPSP16ORY:PANDUIT CAT.6 U/UTP PATCH NETWORK CABLE-16FT(4.88 | I033900 | COPFIBRNTWK | A | Test9473 | 9517 | C | NOS.
UTPSP10MORY:PANDUIT CAT.6 U/UTP PATCH NETWORK CABLE-33.28FT( | I033901 | COPFIBRNTWK | A | Test9474 | 9518 | C | NOS.
UTPSP15MORY:PANDUIT CAT.6 U/UTP PATCH NETWORK CABLE-49FT(15M | I033902 | COPFIBRNTWK | A | Test9475 | 9519 | C | NOS.
UTPSP19MORY:KING PREM CAT.6 U/UTP PATCH NETWORK CBL-62FT(19M | I033903 | COPFIBRNTWK | A | Test9476 | 9520 | C | NOS.
FCLCLCW01M:KING PREMIUM PATCH CABLE LC MM(M)-LC MM(M)1MTR | I033904 | COPFIBRNTWK | A | Test9477 | 9521 | C | NOS.
FCLCLCW02M:KING PREMIUM PATCH CABLE LC MM(M)-LC MM(M)2MTR | I033905 | COPFIBRNTWK | A | Test9478 | 9522 | C | NOS.
FCLCLCW03M:KING PREMIUM PATCH CBL LC MM(M)-LC MM(M)3MTR | I033906 | COPFIBRNTWK | A | Test9479 | 9523 | C | NOS.
FCLCLCW05M:KING PREMIUM PATCH CBL LC MM(M)-LC MM(M)5MTR | I033907 | COPFIBRNTWK | A | Test9480 | 9524 | C | NOS.
FCLCLCW10M:KING PREMIUM PATCH CBL LC MM(M)-LC MM(M)10MTR | I033908 | COPFIBRNTWK | A | Test9481 | 9525 | C | NOS.
FCLCLCW15M:KING PREMIUM PATCH CBL LC MM(M)-LC MM(M)15MTR | I033909 | COPFIBRNTWK | A | Test9482 | 9526 | C | NOS.
FCLCLCW20M:KING PREMIUM PATCH CBL LC MM(M)-LC MM(M)20MTR | I033910 | COPFIBRNTWK | A | Test9483 | 9527 | C | NOS.
FCLCLCS01M:KING PREMIUM PATCH CBLE LC SM(M)-LC SM(M)1MTR YEL | I033911 | COPFIBRNTWK | A | Test9484 | 9528 | C | NOS.
FCLCLCS02M KING PREMIUM PATCH CBL LC SM(M)-LC SM(M)2MTR YELL | I033912 | COPFIBRNTWK | A | Test9485 | 9529 | C | NOS.
FCLCLCS03M KING PREMIUM PATCH CBL LC SM(M)-LC SM(M)3MTR YELL | I033913 | COPFIBRNTWK | A | Test9486 | 9530 | C | NOS.
FCLCLCS05M KING PREMIUM PATCH CBL LC SM(M)-LC SM(M)5MTR YELL | I033914 | COPFIBRNTWK | A | Test9487 | 9531 | C | NOS.
FCLCLCS10M:KING PREMIUM PATCH CBL LC SM(M)-LC SM(M)10MTR YEL | I033915 | COPFIBRNTWK | A | Test9488 | 9532 | C | NOS.
FCLCLCS15M:KING PREMIUM PATCH CBL LC SM(M)-LC SM(M)15MTR YL | I033916 | COPFIBRNTWK | A | Test9489 | 9533 | C | NOS.
FCLCLCS20M:KING PREMIUM PATCH CBL LC SM(M)-LC SM(M)20MTR YEL | I033917 | COPFIBRNTWK | A | Test9490 | 9534 | C | NOS.
FCSCLCS03M:KING PREM SC/LC,3MTR,DUPLEX,SM YELLOW COLOR, PVC | I033918 | COPFIBRNTWK | A | Test9491 | 9535 | C | NOS.
FCSCLCS05M:KING PREM SC/LC,5MTR,DPLX,SM F.OPTIC PATCH CBL,Z | I033919 | COPFIBRNTWK | A | Test9492 | 9536 | C | NOS.
FCSCLCS10M:KING PREM SC/LC,10MTR,DPLX,SM F.OPTIC PATCH CBL,Z | I033920 | COPFIBRNTWK | A | Test9493 | 9537 | C | NOS.
FCSCLCS20M:KING PREM SC/LC,20MTR,DPLX,SM F.OPTIC PATCH CBL,Z | I033921 | COPFIBRNTWK | A | Test9494 | 9538 | C | NOS.
FCSCLCS30M:KING PREM SC/LC,30MTR,DPLX,SM F.OPTIC PATCH CBL,Z | I033922 | COPFIBRNTWK | A | Test9495 | 9539 | C | NOS.
DD02Z0LG003M:KING PREM SM FIBER,SC UPC TO SC UPC DUPLEX LSZH | I033923 | COPFIBRNTWK | A | Test9496 | 9540 | C | NOS.
DD02Z0LG005M:KING PREM SM FIBER,SC UPC-SC UPC DUPLEX LSZH-5M | I033924 | COPFIBRNTWK | A | Test9497 | 9541 | C | NOS.
DD02Z0LG010M:KING PREM SM FIBER,SC UPC-SC UPC DPLEX LSZH-10M | I033925 | COPFIBRNTWK | A | Test9498 | 9542 | C | NOS.
DD02Z0LG020M:KING PREM SM FIBER,SC UPC-SC UPC DPLEX LSZH-20M | I033926 | COPFIBRNTWK | A | Test9499 | 9543 | C | NOS.
DD02Z0LG030M:KING PREM SM FIBER,SC UPC-SC UPC DPLEX LSZH-30M | I033927 | COPFIBRNTWK | A | Test9500 | 9544 | C | NOS.
SAMSUNG 10.5" GALAXY TAB S4 256GB TABLET(WI-FI,BLACK)[MS047] | I033928 | SMOBHSET | A | Test9501 | 9545 | C | NOS.
ALL OBLONG DIE 13 X 19.5B | I033929 | OTOOLS | A | Test9502 | 9546 | C | NOS.
GOOGLE HOME MINI-CORAL | I033930 | OMISC | A | Test9503 | 9547 | C | NOS.
VISITOR BADGE | I033932 | OMISC | A | Test9504 | 9548 | C | NOS.
IPAD APPLE CHARGING CABLE 2M | I033933 | OMISC | A | Test9505 | 9549 | C | NOS.
500FG30 FG FUEL FILTER/WATER SEPA | I033936 | OGENTSP | A | Test9506 | 9550 | C | NOS.
2010PM OR ELEMENT 30 MICRON | I033937 | OGENTSP | A | Test9507 | 9551 | C | NOS.
GFBE24-0.47 FITTINGS FOR G500/GTB228/GTB455 | I033938 | OGENTSP | A | Test9508 | 9552 | C | NOS.
RUBBER FUEL HOSE WP140 PSI 3/8"(10*17MM) | I033939 | OGENTSP | A | Test9509 | 9553 | C | NOS.
SS316 HOSE CLAMP 12-20MM GERMAN TYPE | I033940 | OGENTSP | A | Test9510 | 9554 | C | NOS.
PLASTIC OVERLAYS(SL145) | I033941 | SINSTMAT | A | Test9511 | 9555 | C | NOS.
U21+L18+G9:GSM900 4/4/4@20W WCDMA2100 3/3/3@20W LTE1800 1/1 | I033948 | CTRNACCEQ | A | Test9512 | 9556 | C | NOS.
SRAN BTS INSTALLATION MATERIAL (LOT) | I033949 | CTRNACCEQ | A | Test9513 | 9557 | C | NOS.
U21+L18+G9:SPARES | I033950 | CTRNACCEQ | A | Test9514 | 9558 | C | NOS.
WCDMA OMS HARDWARE | I033951 | CTRNACCEQ | A | Test9515 | 9559 | C | NOS.
WCDMA OMS SOFTWARE | I033952 | Cap Related Ser | B | Test9516 | 9560 | C | NOS.
NETACT HW EXPANSION | I033953 | CTRNACCEQ | A | Test9517 | 9561 | C | NOS.
NETACT HVF EXPANSION | I033954 | Cap Related Ser | B | Test9518 | 9562 | C | NOS.
NETACT SW UPGRADE TO REL 18.X TO SUPPORT SRAN | I033955 | Cap Related Ser | B | Test9519 | 9563 | C | NOS.
NETACT SRAN LICENSE SW LTU | I033956 | Cap Related Ser | B | Test9520 | 9564 | C | NOS.
U21+L18+G9:SRAN ESSENTIAL PACK LTU | I033957 | Cap Related Ser | B | Test9521 | 9565 | C | NOS.
U21+L18+G9:AIRSCALE SYSTEM MODULE ACTIVATION LTU | I033960 | Cap Related Ser | B | Test9522 | 9566 | C | NOS.
U21+L18+G9:SBTS SYSTEM MODULE SHARING LTU | I033961 | Cap Related Ser | B | Test9523 | 9567 | C | NOS.
U21+L18+G9:SBTS MULTI-RAT OPERATION LTU | I033962 | Cap Related Ser | B | Test9524 | 9568 | C | NOS.
U21+L18+G9:SBTS CHANNEL BANDWIDTH LTU | I033963 | Cap Related Ser | B | Test9525 | 9569 | C | NOS.
U21+L18+G9:SBTS DATA USER LTU | I033964 | Cap Related Ser | B | Test9526 | 9570 | C | NOS.
U21+L18+G9:SBTS BUSY HOUR UP THROUGHPUT (MBPS) LTU | I033965 | Cap Related Ser | B | Test9527 | 9571 | C | NOS.
U21+L18+G9:SBTS QUARTERLY UP DATA VOLUME (TB) LTU | I033966 | Cap Related Ser | B | Test9528 | 9572 | C | NOS.
U21+L18+G9:SBTS INCREMENTAL 20W POWER LTU | I033967 | Cap Related Ser | B | Test9529 | 9573 | C | NOS.
U21+L18+G9:TIMING OVER PACKET WITH FREQENCY SYN LTU | I033968 | Cap Related Ser | B | Test9530 | 9574 | C | NOS.
U21:R99 CE CAPACITY LTU | I033969 | Cap Related Ser | B | Test9531 | 9575 | C | NOS.
U21:CCCH PROCESSING SET LTU | I033970 | Cap Related Ser | B | Test9532 | 9576 | C | NOS.
G9:GSM FEATURE BUNDLE - PER TRX | I033971 | Cap Related Ser | B | Test9533 | 9577 | C | NOS.
U21:WCDMA FEATURE BUNDLE - PER CELL | I033972 | Cap Related Ser | B | Test9534 | 9578 | C | NOS.
L18:LTE FEATURE BUNDLE - PER CELL | I033973 | Cap Related Ser | B | Test9535 | 9579 | C | NOS.
MCRNC STEP 1 | I033974 | CTRNACCEQ | A | Test9536 | 9580 | C | NOS.
RACK+MCRNC INSTALLATION MATERIAL (LOT) | I033975 | CTRNACCEQ | A | Test9537 | 9581 | C | NOS.
IUB THROUGHPUT 1 MBIT/S LK&LTU - PER MB | I033976 | Cap Related Ser | B | Test9538 | 9582 | C | NOS.
AMR CAPACITY 1 ERL LK&LTU - PER ERL | I033977 | Cap Related Ser | B | Test9539 | 9583 | C | NOS.
CARRIER CONNECTIVITY LK&LTU - PER CELL | I033978 | Cap Related Ser | B | Test9540 | 9584 | C | NOS.
WCDMA OMS SW LTU - PER CELL | I033979 | Cap Related Ser | B | Test9541 | 9585 | C | NOS.
MCBSC STEP 1 | I033980 | CTRNACCEQ | A | Test9542 | 9586 | C | NOS.
MCBSC INSTALLATION MATERIAL (LOT) | I033981 | CTRNACCEQ | A | Test9543 | 9587 | C | NOS.
PCU2 BASIC SW PER 256 CH (ABIS 16KBIT/S) | I033982 | Cap Related Ser | B | Test9544 | 9588 | C | NOS.
1TRX BASIC SW LICENSE RLK | I033983 | Cap Related Ser | B | Test9545 | 9589 | C | NOS.
3RD PARTY (BTS MEDIATOR HW) | I033984 | CTRNACCEQ | A | Test9546 | 9590 | C | NOS.
3RD PARTY BTS MEDIATOR SW | I033985 | Cap Related Ser | B | Test9547 | 9591 | C | NOS.
MCRNC &MCBSC SPARE PARTS (LOT) | I033986 | CTRNACCEQ | A | Test9548 | 9592 | C | NOS.
SRAN BTS PLANNING INST,COMM & INTERGRATION INLCLU. PROJ MANG | I033987 | Cap Related Ser | B | Test9549 | 9593 | C | NOS.
NETACT NE INTERGRATION SERVICES | I033988 | Cap Related Ser | B | Test9550 | 9594 | C | NOS.
NETACT SW UPGRADE SERVICE | I033989 | Cap Related Ser | B | Test9551 | 9595 | C | NOS.
263MHS6W:SWITCHED INTERLOCKED SOCKET OUTLET | I033990 | CINSTMAT | A | Test9552 | 9596 | C | NOS.
ABB INDUSTRIAL PLUGS IP67 WATER TIGHT 63A 2P+E 263P6W | I033991 | CINSTMAT | A | Test9553 | 9597 | C | NOS.
MXK-F108-AC-UK:ROHS,REQ.MIN 2.5.4.020,MXK-F,1U 8GPON (SL159) | I033992 | SOPFIBRNTWK | A | Test9554 | 9598 | C | NOS.
MXK-GPON-SFP-B+-RSSI:MXK GPON SFP B+OPTIC SUP.DGTL (SL159) | I033993 | SOPFIBRNTWK | A | Test9555 | 9599 | C | NOS.
SFP-GE-LX-1310-DLC-E:SFP GE LX(1000MBPS)TX1310 RX1310(SL159) | I033994 | SOPFIBRNTWK | A | Test9556 | 9600 | C | NOS.
ZPON-JMPR-SC/APC-SC/UPC-SM-3M PON FIBER JUMPER CABLE (SL159) | I033995 | SOPFIBRNTWK | A | Test9557 | 9601 | C | NOS.
ZNID-GPON-2628P-UK:ROHS,GPON ONT,INDOOR,2POTS,4GE+4(SL159) | I033996 | SOPFIBRNTWK | A | Test9558 | 9602 | C | NOS.
ZNID-GPON-2427A-UK:GPON ONT,INDOOR,2 POTS,4 GE,WIF PS(SL159) | I033997 | SOPFIBRNTWK | A | Test9559 | 9603 | C | NOS.
ZNID-PWR-2600-48V-150W-UK:48VDC, 150W POWER SUPPLY(SL159) | I033998 | SOPFIBRNTWK | A | Test9560 | 9604 | C | NOS.
MATRIX 24 CHANNEL NETWORK VIDEO RECORDER (NVR24P)(SL159) | I033999 | SMISC | A | Test9561 | 9605 | C | NOS.
WD4NPURX - WD PURPLE HARD 3.5” 4 TB (SL159) | I034000 | SMISC | A | Test9562 | 9606 | C | NOS.
A45 4P CONTACTOR (70 A AC1) 230 V AC COIL, ABB BRAND | I034001 | OPWR SYSTEM | A | Test9563 | 9607 | C | NOS.
AUX CONTACT NO | I034002 | OPWR SYSTEM | A | Test9564 | 9608 | C | NOS.
AUX CONTACT NC | I034003 | OPWR SYSTEM | A | Test9565 | 9609 | C | NOS.
METABO CORDLESS HAMMER DRILL SB 18 LTX-3 BLI 5.2AH 602356650 | I034004 | OPWRTOOLS | A | Test9566 | 9610 | C | NOS.
CON-SNT-A9KMPA1E:SNTC-8X5XNBD ASR 9000 1-PORT 40GE | I034005 | CTRNACCEQ | A | Test9567 | 9611 | C | NOS.
QQ-PB-KIT P1:1XP12K PROBE CARD@1GBPS-INTERNAL PCI EXPRESS PR | I034006 | CTRNACCEQ | A | Test9568 | 9612 | C | NOS.
QQ-INST P21:LAN-TAP - LINK MODULE (1 LINK SUPPORTED PER MODU | I034007 | CTRNACCEQ | A | Test9569 | 9613 | C | NOS.
QQ-SFP1-LR-S-16:SFP 1G LC SM 1310NM-X 16 UNITS | I034008 | CTRNACCEQ | A | Test9570 | 9614 | C | NOS.
J4859D:ARUBA 1G SFP LC LX 10KM SMF XCVR(SL145) | I034010 | SSRVRACS | A | Test9571 | 9615 | C | NOS.
WT-2230A-9U:9U SERVER RACK BLACK(W-600MM/D-540MM)(SL159) | I034011 | SSRVRKS | A | Test9572 | 9616 | C | NOS.
WT-2041D-42U:42U SERVER RACK BLACK(W24XD40XH73.5INCH)(SL159) | I034012 | SSRVRKS | A | Test9573 | 9617 | C | NOS.
WT-2115A:7 WAY 19" POWER PANEL-UK SOCKET PDU(SL159) | I034013 | SSRVRKS | A | Test9574 | 9618 | C | NOS.
902-0182-0003:SPARE OUTDOOR MOUNTING BRACKET (SL145) | I034014 | SWIFIEQUIP | A | Test9575 | 9619 | C | NOS.
901-R310-XX02:RUCKUS INDOOR AP R310 DUAL BAND 802.11N(SL145) | I034015 | SWIFIEQUIP | A | Test9576 | 9620 | C | NOS.
902-0120-0000:SECURE MOUNTING BRACKET FOR ZONEFLEX R71(SL145 | I034016 | SWIFIEQUIP | A | Test9577 | 9621 | C | NOS.
902-0108-0000:MOUNTING BRACKET FOR RUCKUS 7352/7372(SL145) | I034017 | SWIFIEQUIP | A | Test9578 | 9622 | C | NOS.
901-R610-XX00:RUCKUS R610 DUAL BAND WIRELESS AP(SL145) | I034018 | SWIFIEQUIP | A | Test9579 | 9623 | C | NOS.
SUN CATV T15D08-AC: CATV OPTICAL TRANSMITTER(SL159) | I034019 | SOPFIBRNTWK | A | Test9580 | 9624 | C | NOS.
SUN-EYDFA-8P19-M-2AC: FIBER AMPLIFIER(SL159) | I034020 | SOPFIBRNTWK | A | Test9581 | 9625 | C | NOS.
SUN-PON-WDM-16:PON WDM(SL159) | I034021 | SOPFIBRNTWK | A | Test9582 | 9626 | C | NOS.
SUN-FS-RFM-AD:F TYPE SCREW CONNECTOR(SL159) | I034022 | SOPFIBRNTWK | A | Test9583 | 9627 | C | NOS.
SUN-COS-102-1G:CATV SPLITTER(SL159) | I034023 | SOPFIBRNTWK | A | Test9584 | 9628 | C | NOS.
SUN-COS-103-1G:CATV SPLITTER(SL159) | I034024 | SOPFIBRNTWK | A | Test9585 | 9629 | C | NOS.
WFM SOLUTIONS | I034026 | Cap Related Ser | B | Test9586 | 9630 | C | NOS.
KNZD-27 :EMERGENCY PHONE(SL140) | I034027 | STELEEQ | A | Test9587 | 9631 | C | NOS.
3EH73092AC:ANALOG INTERFACES SLI8-2 BOARD(SL140) | I034028 | SPABXSPR | A | Test9588 | 9632 | C | NOS.
JOYBOX S905D 4K DVB S2X | I034030 | POSG60 | A | Test9589 | 9633 | A | NOS.
ADJUSTMENT FOR SERVICES ADDED DURING LAST BILLING PERIOD | I034031 | VMAISPDH | B | Test9590 | 9634 | C | NOS.
BLACKLIST BASIC MONITORING SERVICE CONTRACT (ANNUAL BILLING) | I034032 | VMAISPDH | B | Test9591 | 9635 | C | NOS.
EXTRA MONITOR USAGE (STANDARD MONITORS) | I034033 | VMAISPDH | B | Test9592 | 9636 | C | NOS.
HOOK TYPE BRACKET | I034034 | OHEALTHSAFETY | A | Test9593 | 9637 | C | NOS.
48 KEY CABINET DIGITAL WALL SAFE | I034035 | OMISC | A | Test9594 | 9638 | C | NOS.
C BAND DUAL POLARITY FEED HORN WITH 2 LNB C BAND | I034036 | OINSTMAT | A | Test9595 | 9639 | C | NOS.
C BAND SINGLE LNBF POLARITY 1 LOW NOISE FIGURE HIGH GAIN | I034037 | OINSTMAT | A | Test9596 | 9640 | C | NOS.
AR8136BLK:1U 19" BLACK MODULAR TOOLLESS AIRFLOW MANAGEMENT B | I034038 | SINSTMAT | A | Test9597 | 9641 | C | NOS.
METABO CORDLESS HAMMER DRILL SB 18 LTX IMPULS 602192650 | I034039 | OPWRTOOLS | A | Test9598 | 9642 | C | NOS.
TDD-20-SWPKG TEMS DISCOVERY DEVICE 20.X, SW PACKAGE 1 | I034040 | VMASPMO | A | Test9599 | 9643 | C | NOS.
TDD-FEATURE-PRO FEATURE SET OPTION - PROFESSIONAL 1 | I034041 | VMASPMO | B | Test9600 | 9644 | C | NOS.
ZAVLO CAMERA LICENSE(SL157) | I034042 | Sales Relat Ser | B | Test9601 | 9645 | C | NOS.
MAP OPTION-GOOGLE 1 YEAR SUBSCRIPTION PROFESSIONAL | I034043 | VMASPMO | B | Test9602 | 9646 | C | NOS.
9206-2001:ANNUAL SOFTWARE SUPPORT SERVICES (MINOR UPGRADES O | I034044 | VMASPMO | B | Test9603 | 9647 | C | NOS.
CBS IVR RECORDING | I034045 | Cap Related Ser | B | Test9604 | 9648 | C | NOS.
LAVAZZA SUPER CREAMA - COFFEE BEANS 1KG | I034046 | OMISC | A | Test9605 | 9649 | C | NOS.
METABO CORDLESS HAMMER DRILL SB 18 LTX IMPULS 602192650 | I034047 | CPWRTOOLS | A | Test9606 | 9650 | C | NOS.
E103IP- TELEDEX E SERIES PHONE | I034048 | STELEEQ | A | Test9607 | 9651 | C | NOS.
FIBER VISUAL FAULT LOCATOR 20MW | I034049 | COPFIBRNTWK | A | Test9608 | 9652 | C | NOS.
G62 2G /4G CELLULAR GPS TRACKER (HARDWARE) | I034050 | OMODROUT | A | Test9609 | 9653 | C | NOS.
OEM SERVER (SOFTWARE) | I034051 | VNEWPROD | B | Test9610 | 9654 | C | NOS.
VEHICAL WRAP | I034052 | VREPVHVS | B | Test9611 | 9655 | C | NOS.
GXP1625_2-LINE HD IP PHONE W/ POE | I034053 | STELEEQ | A | Test9612 | 9656 | C | NOS.
CLOUD SERVICE FOR 3 YEARS | I034054 | Cap Related Ser | B | Test9613 | 9657 | C | NOS.
PVC YOGA BALL 65CM | I034055 | OMISC | A | Test9614 | 9658 | C | NOS.
PVC YOGA BALL 75CM | I034056 | OMISC | A | Test9615 | 9659 | C | NOS.
FTTH DROP CABLE STRIPPER | I034057 | OTOOLS | A | Test9616 | 9660 | C | NOS.
FIBER CLEAVER | I034058 | OTOOLS | A | Test9617 | 9661 | C | NOS.
FIBER OPTIC KEVLAR CUTTER | I034059 | OTOOLS | A | Test9618 | 9662 | C | NOS.
FIBER ONE CLICK CLEANER FOR 2.5MM FIBER | I034060 | OTOOLS | A | Test9619 | 9663 | C | NOS.
H82XFLANGEOS:ETSI MOUNTING ANGLE | I034061 | CINSTMAT | A | Test9620 | 9664 | C | NOS.
PENETRATION TESTING | I034062 | VCOMSUPT | B | Test9621 | 9665 | C | NOS.
ASL-APE3P-BEXT:APE V3.0 - BASIC EXTENDED LICENSE F01U298462 | I034063 | VSECUSER | B | Test9622 | 9666 | C | NOS.
ASL-APE3P-RDR:APE - READER EXPANSION LICENSE F01U298463 | I034064 | VSECUSER | B | Test9623 | 9667 | C | NOS.
A0020-016-001-001-001-1:MULTI-WAN MODULE LICENSE | I034066 | V-I'NET-SEC-SER | B | Test9624 | 9668 | C | NOS.
DUCT BOARD | I034067 | OINSTMAT | A | Test9625 | 9669 | C | NOS.
FG-81E:14XGE RJ45 PORTS(INCL.1XDMZ PORT,1 X MGMT PORT,1 X HA | I034068 | SMODROUT | A | Test9626 | 9670 | C | NOS.
FC-10-00E81-950-02-12:UNIFIED (UTM) PROTECTION (24X7 FORTICA | I034069 | Sales Relat Ser | B | Test9627 | 9671 | C | NOS.
AIR CONDITIONER 36K BTU CEILING CASSETTE | I034070 | CACNSPR | A | Test9628 | 9672 | C | NOS.
MICROSOFT ENTERPRISE AGREEMENT | I034071 | VCOMSUPT | B | Test9629 | 9673 | C | NOS.
WALL PAPER GLUE | I034072 | OSITEMAINT | A | Test9630 | 9674 | C | NOS.
PARALLELS DESKTOP PRO EDITION | I034073 | VCOMSUPT | B | Test9631 | 9675 | C | NOS.
UB-GPU-1080 NVIDIA GTX HIGH-END OFFLOAD CARD PLUS LICENSE | I034074 | OPCACSRS | A | Test9632 | 9676 | C | NOS.
LOAD TRANSFER SWITCH 16A C20 INPUT 6 WAY C13 AND 1 WAY C19 | I034075 | CPWR SYSTEM | A | Test9633 | 9677 | C | NOS.
3283329 STARTER MOTOR (3916854) | I034076 | OGENTSP | A | Test9634 | 9678 | C | NOS.
5293586 ALTERNATOR (3920679) | I034077 | OGENTSP | A | Test9635 | 9679 | C | NOS.
R49234:SPARE RAY49 FIST MIC W/BRACKET | I034078 | OSPRVEHBT | A | Test9636 | 9680 | C | NOS.
NOKIA 3310 3G (CHARCOAL) | I034079 | SMOBHSET | A | Test9637 | 9681 | C | NOS.
JACOB JENSON :TELEPHONE IP60D(BLUE) | I034080 | STELEEQ | A | Test9638 | 9682 | C | NOS.
JACOB JENSON :CORDLESS HANDSET HS20D(BLUE) | I034081 | STELEEQ | A | Test9639 | 9683 | C | NOS.
HANDLING CHARGES | I034082 | VFUELPOW | B | Test9640 | 9684 | C | NOS.
BLACK BOX HDMI REPEATER | I034083 | OPCACSRS | A | Test9641 | 9685 | C | NOS.
LENOVA 14" THINKPAD X1 CARBON ULTRABOOK 6TH GEN | I034084 | CLPTPCMPT | A | Test9642 | 9686 | C | NOS.
IOGEAR GWHDKIT11 WIRELESS HDMI EXTENDER (150’) | I034085 | OPCACSRS | A | Test9643 | 9687 | C | NOS.
MOBILE HANDSET OPPO F9/64GB | I034086 | OMOBHSET | A | Test9644 | 9688 | C | NOS.
MOBILE HANDSET ONE PLUS 5T/64GB | I034087 | OMOBHSET | A | Test9645 | 9689 | C | NOS.
LUG 185-12 | I034088 | OINSTMAT | A | Test9646 | 9690 | C | NOS.
PATCH CORD ETHERNET CAT5E 3MTR | I034089 | OINSTMAT | A | Test9647 | 9691 | C | NOS.
P-TOUCH LABELLER~BROTHER~PT-E100VP | I034090 | OPRNTRS | A | Test9648 | 9692 | C | NOS.
C1111-8P:ISR 1100 8 PORTS DUAL GE WAN ETHERNET ROUTER | I034091 | OMODROUT | A | Test9649 | 9693 | C | NOS.
PWR-66W-AC-V2:POWER SUPPLY 66 WATT AC V2 FOR C890 AND C1100 | I034092 | OMODROUT | A | Test9650 | 9694 | C | NOS.
SL-1100-8P-IPB:IP BASE LICENSE FOR CISCO ISR 1100 8 PORTS SE | I034093 | VADSMOD | B | Test9651 | 9695 | C | NOS.
ACS-1100-RM-19:CISCO 1100 SERIES ROUTER RACKMOUNT WALLMOUNT | I034094 | OSRVRKS | A | Test9652 | 9696 | C | NOS.
CAB-CONAUX:STRAIGHT SERIAL CABLE - RJ45 TO DB25 MALE | I034095 | OINSTMAT | A | Test9653 | 9697 | C | NOS.
SISR1100UK9-166:CISCO ISR 1100 SERIES IOS XE UNIVERSAL | I034096 | VADSMOD | B | Test9654 | 9698 | C | NOS.
CON-SNT-C11118P:SNTC-8X5XNBD ISR 1100 DUAL GE ETHERNET ROUTE | I034097 | OMODROUT | A | Test9655 | 9699 | C | NOS.
MOTORIZED ROLLER BLINDS | I034098 | OSITEMAINT | A | Test9656 | 9700 | C | NOS.
SONESSE 40MM RTS 230V INCL. CABLE | I034099 | OSITEMAINT | A | Test9657 | 9701 | C | NOS.
4-CHANNEL REMOTE CONTROL | I034100 | OSITEMAINT | A | Test9658 | 9702 | C | NOS.
AIR CONDITIONER 24K BTU CEILING CASSETTE | I034101 | CACNSPR | A | Test9659 | 9703 | C | NOS.
COPPER PIPE 5/8" | I034102 | CACNSPR | A | Test9660 | 9704 | C | ft
COPPER PIPE 3/8" | I034103 | CACNSPR | A | Test9661 | 9705 | C | NOS.
AC PIPE INSULATION 06MM | I034104 | CACNSPR | A | Test9662 | 9706 | C | NOS.
SKYWORTH 4K 50" UHD TV | I034105 | ODISPDVCS | A | Test9663 | 9707 | C | NOS.
TRENCHING | I034106 | V_ADSL_BB_INST | B | Test9664 | 9708 | C | NOS.
COPPER PULLING IN DUCTS | I034110 | V_ADSL_BB_INST | B | Test9665 | 9709 | C | NOS.
TRENCHING | I034113 | V_FIB_BB_INST | B | Test9666 | 9710 | C | NOS.
INTERNAL WIRING | I034114 | V_FIB_BB_INST | B | Test9667 | 9711 | C | NOS.
REMOVAL OF FOOTWAY BLOCKS | I034115 | V_FIB_BB_INST | B | Test9668 | 9712 | C | NOS.
REMOVAL OF JUNCTION BOX COVER | I034116 | V_FIB_BB_INST | B | Test9669 | 9713 | C | NOS.
FIBER PULLING IN DUCTS | I034117 | V_FIB_BB_INST | B | Test9670 | 9714 | C | NOS.
LABOUR HIRE | I034118 | V_FIB_BB_INST | B | Test9671 | 9715 | C | NOS.
FLOOR CUTTING FOR CABLING | I034119 | V_FIB_BB_INST | B | Test9672 | 9716 | C | NOS.
TECHNICIAN CHARGES | I034120 | VHEASAEX | B | Test9673 | 9717 | C | NOS.
MAINTENANCE CHARGES | I034121 | VHEASAEX | B | Test9674 | 9718 | C | NOS.
STM1 ½ CIRCUIT VIA DS CABLE (MDV-SRL) IRU BASIS | I034122 | Cap Related Ser | B | Test9675 | 9719 | C | NOS.
C-BAND FEED COVER | I034123 | OANTMAST | A | Test9676 | 9720 | C | NOS.
HPE DL380 GEN9 2U 2P RACK HPE DL380 GEN9/1 X INTEL® XEON® PR | I034124 | OMISC | A | Test9677 | 9721 | C | NOS.
805349-B21 HPE 16GB 1RX4 PC4-2400T-R KIT | I034125 | OMISC | A | Test9678 | 9722 | C | NOS.
872475-B21 HPE 300GB SAS 10K SFF SC DS HDD | I034126 | OMISC | A | Test9679 | 9723 | C | NOS.
1789026 WELLER WE 1010, SOLDERING STATION, 230V, +100°C TO + | I034127 | OPWRTOOLS | A | Test9680 | 9724 | C | NOS.
3374102 WELLER W 61 230V ELECTRICAL SOLDERING IRON, 60W, UK | I034128 | OPWRTOOLS | A | Test9681 | 9725 | C | NOS.
3374118 WELLER W 101 230V ELECTRICAL SOLDERING IRON, 100W, U | I034129 | OPWRTOOLS | A | Test9682 | 9726 | C | NOS.
1737306 WELLER PH70 SOLDERING IRON SAFETY REST | I034130 | OPWRTOOLS | A | Test9683 | 9727 | C | NOS.
1737307 WELLER TC205 SOLDERING CLEANING SPONGE | I034131 | OPWRTOOLS | A | Test9684 | 9728 | C | NOS.
1233579 RS PRO DIGITAL BENCH POWER SUPPLY, 1 OUTPUT 0 → 60V | I034132 | OPWRTOOLS | A | Test9685 | 9729 | C | NOS.
1220710 ELC ALR3206D DIGITAL BENCH POWER SUPPLY, 2 OUTPUT 0 | I034133 | OPWRTOOLS | A | Test9686 | 9730 | C | NOS.
1253740 RS PRO CROCODILE CLIP | I034134 | OPWRTOOLS | A | Test9687 | 9731 | C | NOS.
483843 RS PRO CROCODILE CLIP, NICKEL-PLATED IRON CONTACT, RE | I034135 | OPWRTOOLS | A | Test9688 | 9732 | C | NOS.
483859 RS PRO CROCODILE CLIP, NICKEL-PLATED IRON CONTACT, BL | I034136 | OPWRTOOLS | A | Test9689 | 9733 | C | NOS.
2263146 MULTI CONTACT CROCODILE CLIP, STEEL CONTACT, 16A, RE | I034137 | OPWRTOOLS | A | Test9690 | 9734 | C | NOS.
2263152 MULTI CONTACT CROCODILE CLIP, STEEL CONTACT, 16A, BL | I034138 | OPWRTOOLS | A | Test9691 | 9735 | C | NOS.
7865413 MULTI CONTACT TEST LEAD, 32A, 600V, RED, 2M LEAD LEN | I034139 | OPWRTOOLS | A | Test9692 | 9736 | C | NOS.
7865419 MULTI CONTACT TEST LEAD, 32A, 600V, BLACK, 2M LEAD L | I034140 | OPWRTOOLS | A | Test9693 | 9737 | C | NOS.
2263089 MULTI CONTACT, BLACK, RED 4MM BANANA PLUG, NICKEL PL | I034141 | OPWRTOOLS | A | Test9694 | 9738 | C | NOS.
DELL LATITUDE 3470 BATTERY | I034142 | OPCACSRS | A | Test9695 | 9739 | C | NOS.
CRUCIAL MX500 500GB500GB500 2.5" INTERNAL SSD | I034143 | OPCACSRS | A | Test9696 | 9740 | C | NOS.
CRUCIAL MX500 500GB INTERNAL SSD SATA-M.2 | I034144 | OPCACSRS | A | Test9697 | 9741 | C | NOS.
LAPTOP 8 GB RAM( 1200.5 MHZ(DDR4-2400 / PC4-19200) | I034145 | OPCACSRS | A | Test9698 | 9742 | C | NOS.
USB 3.0 TO HDMI | I034146 | OPCACSRS | A | Test9699 | 9743 | C | NOS.
8GB OF 2400 MHZ DDR4 RAM | I034147 | OPCACSRS | A | Test9700 | 9744 | C | NOS.
ETHERNET PATCH CABLE (CAT 6 FLAT CABLE) 6FT | I034148 | OPCACSRS | A | Test9701 | 9745 | C | NOS.
FC-10-002KE-900-02-12:UTM BUNDLE(8X5 FORTICARE PLUS APPLICAT | I034149 | VMAINT&SC | B | Test9702 | 9746 | C | NOS.
METABO CORDLESS ANGLE GRINDER W18 LTX125 QUICK 2X18V/4AH | I034150 | OPWRTOOLS | A | Test9703 | 9747 | C | NOS.
METABO SS CUTTING WHEEL 115MM | I034151 | OPWRTOOLS | A | Test9704 | 9748 | C | NOS.
RUCKUS ZHONEDIRECTOR SUPPORT SERVICE RENEWAL | I034152 | Sales Relat Ser | B | Test9705 | 9749 | C | NOS.
RELAY ASSY, P/N: 6E58195000 | I034153 | OENGSPARES | A | Test9706 | 9750 | C | NOS.
RELAY ASSY, P/N: 6E58195A00 | I034154 | OENGSPARES | A | Test9707 | 9751 | C | NOS.
ABB CES433 13A 4 EXT SOCKET | I034155 | CPWR SYSTEM | A | Test9708 | 9752 | C | NOS.
FIBER OPTIC VISUAL FAULT LOCATOR | I034156 | OPWRTOOLS | A | Test9709 | 9753 | C | NOS.
FIBER OPTIC POWER METER | I034157 | OPWRTOOLS | A | Test9710 | 9754 | C | NOS.
RAQIB WEARABLE DEVICE | I034158 | OMISC | A | Test9711 | 9755 | C | NOS.
PULL CABLE IN DUCT | I034159 | VREPLINP | B | Test9712 | 9756 | C | NOS.
REPAIR CHARGES | I034160 | VREPLINP | B | Test9713 | 9757 | C | NOS.
FIBER PATCH CORD SC/APC SM 5M | I034161 | OINSTMAT | A | Test9714 | 9758 | C | NOS.
AF26-40-00-13:MAIN CONTACTOR | I034162 | OPWR SYSTEM | A | Test9715 | 9759 | C | NOS.
VEM4:MECHANICAL & ELECTRICAL INTERLOCK | I034163 | OPWR SYSTEM | A | Test9716 | 9760 | C | NOS.
CA4-22E:AUXILIARY CONTACT | I034164 | OPWR SYSTEM | A | Test9717 | 9761 | C | NOS.
COUPLING FLEXIBLE P/M:PTM025 | I034165 | OENGSPARES | A | Test9718 | 9762 | C | NOS.
NDSS000TL106:PER BROADBAND PORT LICENSE FOR NBI-TL1 SERVICE | I034166 | Cap Related Ser | B | Test9719 | 9763 | C | NOS.
NSSS000PON03:PER PON TERMINAL RESOURCE LICENSE FOR NBI-TL1 S | I034167 | Cap Related Ser | B | Test9720 | 9764 | C | NOS.
H80S000ONT02:ONT ACCESS LICENSE, BASED ON PER ONT | I034168 | Cap Related Ser | B | Test9721 | 9765 | C | NOS.
H80S00GPON07:GPON PORT LICENSE,BASED ON PER GPON PORT | I034169 | Cap Related Ser | B | Test9722 | 9766 | C | NOS.
EARTH BAR 6WAY LK207 | I034170 | OLGTSPSP | A | Test9723 | 9767 | C | NOS.
HUAWEI ECHOLIFE HG8280P | I034171 | OMODROUT | A | Test9724 | 9768 | C | NOS.
NUDE CORE 4'X8'X1MM | I034172 | OINSTMAT | A | Test9725 | 9769 | C | NOS.
LAMITAK HPL LALO RAMBLAS 4'X8'X1MM | I034173 | OINSTMAT | A | Test9726 | 9770 | C | NOS.
NAUTILUS PROJECT BASED CUSTOMISATIONS(SL163) | I034174 | Sales Relat Ser | B | Test9727 | 9771 | C | NOS.
OLYMPUS’ LS-P4 – DIGITAL VOICE RECORDER | I034175 | OMISC | A | Test9728 | 9772 | C | NOS.
LOGITEC R500 LASER PRESENTATION REMOTE (GRAPHITE) | I034176 | OMISC | A | Test9729 | 9773 | C | NOS.
HP LASERJET PRO MFP M26NW | I034177 | OPRNTRS | A | Test9730 | 9774 | A | NOS.
MATE 20 128GB BLACK | I034178 | POSG12 | A | Test9731 | 9775 | A | NOS.
MATE 20 128GB MIDNIGHT BLUE | I034179 | POSG12 | A | Test9732 | 9776 | A | NOS.
MATE 20 PRO 128GB BLACK | I034180 | POSG12 | A | Test9733 | 9777 | A | NOS.
MATE 20 PRO 128GB TWILIGHT | I034181 | POSG12 | A | Test9734 | 9778 | A | NOS.
MATE 20 PRO128GB EMERALD GREEN | I034182 | POSG12 | A | Test9735 | 9779 | A | NOS.
EPOXY RESIN COATED STICKER FOR JOY BOX 8CM X3CM | I034183 | OMISC | A | Test9736 | 9780 | C | NOS.
EPOXY RESIN COATED STICKER FOR REMOTES 3.7CM X1.2CM | I034184 | OMISC | A | Test9737 | 9781 | C | NOS.
RPLIDAR A1M8:360 DEGREE LASER SCANNER DEVELOPMENT KIT | I034186 | OTESTEQ | A | Test9738 | 9782 | C | NOS.
LTE BROAD BAND KIT | I034187 | POSG32 | A | Test9739 | 9783 | C | NOS.
METABO CORDLESS ROTARY HAMMER KHA 18 LTX 2X18V/3.5AH LIHD | I034189 | OPWRTOOLS | A | Test9740 | 9784 | C | NOS.
METABO CORDLESS ROTARY HAMMER KHA 18 LTX 2X18V/5.2AH LI-ION | I034190 | OPWRTOOLS | A | Test9741 | 9785 | C | NOS.
IT044760:20 SERVER MAINTENANCE BLUECAT DNS & DHCP | I034191 | VMAINT&SC | B | Test9742 | 9786 | C | NOS.
IT044761:1000 VIRTUAL SERVER MAINTENANCE | I034192 | VMAINT&SC | B | Test9743 | 9787 | C | NOS.
SUSE LINUX ENTERPRISE SERVER-1Y(SL162) | I034193 | Sales Relat Ser | B | Test9744 | 9788 | C | NOS.
SUSE LINUX ENTERPRISE SERVER-1Y(SL161) | I034194 | Sales Relat Ser | B | Test9745 | 9789 | C | NOS.
RHINO 9MM VINYL BLACK ON WHITE | I034195 | OPRNTRS | A | Test9746 | 9790 | C | NOS.
RHINO 9MM VINYL WHITE ON BLACK 39191080 | I034196 | OPRNTRS | A | Test9747 | 9791 | C | NOS.
ST4000NM0045:HDD CAPACITY 4TB 128M 512N SATA SECURE | I034197 | OSRVSTRGE | A | Test9748 | 9792 | C | NOS.
ON SITE SUPPORT | I034198 | VREPMOBE | B | Test9749 | 9793 | C | NOS.
AIR TICKET | I034199 | VREPMOBE | B | Test9750 | 9794 | C | NOS.
12 MONTHS 3RD LEVEL SW SUPPORT FOR VERIMATRIX - 2ND YR EXT M | I034200 | VMAINT&SC | B | Test9751 | 9795 | C | NOS.
LED STRIP:A5050-60-RGB-V12-NWP,CLASSA, 5050, 60LEDS/M, RGB, | I034201 | OSITEMAINT | A | Test9752 | 9796 | C | NOS.
LED STRIP:A2835-120-30K-V12-NWP,CLASSA, 2835, 120LEDS/M, 12V | I034202 | OSITEMAINT | A | Test9753 | 9797 | C | NOS.
LED STRIP:A2835-120-60K-V12-NWP,CLASSA, 2835, 120LEDS/M, 12V | I034203 | OSITEMAINT | A | Test9754 | 9798 | C | NOS.
POWER SUPPLY:LRS-150-12,MEAN WELL POWER SUPPLY,150W, DC12V | I034204 | OSITEMAINT | A | Test9755 | 9799 | C | NOS.
POWER SUPPLY:LRS-200-12,MEAN WELL POWER SUPPLY,200W, DC12V | I034205 | OSITEMAINT | A | Test9756 | 9800 | C | NOS.
POWER SUPPLY:LRS-350-12,MEAN WELL POWER SUPPLY,350W, DC12V | I034206 | OSITEMAINT | A | Test9757 | 9801 | C | NOS.
POWER SUPPLY:LRS-200-24,MEAN WELL POWER SUPPLY,200W, DC24V | I034207 | OSITEMAINT | A | Test9758 | 9802 | C | NOS.
POWER SUPPLY:LRS-350-24,MEAN WELL POWER SUPPLY,350W, DC24V | I034208 | OSITEMAINT | A | Test9759 | 9803 | C | NOS.
LED STRIP:A2835-224-CCT-V24-NWP,2835,224LED/M, 3000-6500K AD | I034209 | OSITEMAINT | A | Test9760 | 9804 | C | NOS.
CONTROLLER:FUT035 COLOR TEMPERATURE AND DIMMING AND 4 ZONE G | I034210 | OSITEMAINT | A | Test9761 | 9805 | C | NOS.
REMOTE:FUT007 COLOR TEMPERATURE AND DIMMING AND 4 ZONE GROUP | I034211 | OSITEMAINT | A | Test9762 | 9806 | C | NOS.
REMOTE:FUT096 RGB STRIP AND 4 ZONE GROUP REMOTE | I034212 | OSITEMAINT | A | Test9763 | 9807 | C | NOS.
CONTROLLER:FUT037,RGB STRIP CONTROLLER AND 4 ZONE GROUP CONT | I034213 | OSITEMAINT | A | Test9764 | 9808 | C | NOS.
ALUMINUM PROFILE:C002,1M/PC, 500PCS,FROSTED SEMI-CLEAR COVER | I034214 | OSITEMAINT | A | Test9765 | 9809 | C | NOS.
MUSIC & ENTERTAINMENT | I034215 | VEXTPPRE | B | Test9766 | 9810 | C | NOS.
S2211 MBK:CONTEMPORARY SIP 1 -LINE CORDED PHONE(SL145) | I034216 | STELEEQ | A | Test9767 | 9811 | C | NOS.
FIBER MEDIA CONVERTER(DC5V)WITH 1SC OPTIC PORTS TX/RX(B) | I034218 | OINSTMAT | A | Test9768 | 9812 | C | NOS.
FIBER MEDIA CONVERTER(DC5V)WITH 1SC OPTIC PORTS TX/RX(A) | I034219 | OINSTMAT | A | Test9769 | 9813 | C | NOS.
WS-C3850-24T-L:CISCO CATALYST 3850 24PORT DATA LAN BS(SL163 | I034220 | SMODROUT | A | Test9770 | 9814 | C | NOS.
CON-SNT-WSC384TL:SNTC-8X5XNBD CISCO CATALYST 3850 24P(SL163) | I034221 | SMODROUT | A | Test9771 | 9815 | C | NOS.
S3850UK9-163:UNIVERSAL (SL163) | I034222 | SOTHTELEQ | A | Test9772 | 9816 | C | NOS.
C3850-NM-4-1G:CISCO CATALYST 3850 4X 1GE NETWORK MODL(SL163) | I034223 | SMISC | A | Test9773 | 9817 | C | NOS.
CAB-TA-UK:UNITED KINGDOM AC TYPE A POWER CABLE (SL163) | I034224 | SSRVRACS | A | Test9774 | 9818 | C | NOS.
CAB-CONSOLE-USB:CONSOLE CABLE 6FT WITH USB TYPE & MIN(SL163) | I034225 | SSRVRACS | A | Test9775 | 9819 | C | NOS.
STACK-T1-50CM:50CM TYPE 1 STACKING CABLE (SL163) | I034226 | SSRVRACS | A | Test9776 | 9820 | C | NOS.
CAB-SPWR-30CM:CATALYST STACK POWER CABLE 30 CM (SL163) | I034227 | SSRVRACS | A | Test9777 | 9821 | C | NOS.
PWR-C1-BLANK:CONFIG 1 POWER SUPPLY BLANK (SL163) | I034228 | SSRVRACS | A | Test9778 | 9822 | C | NOS.
PWR-C1-350WAC:350W AC CONFIG 1 POWER SUPPLY (SL163) | I034229 | SSRVRACS | A | Test9779 | 9823 | C | NOS.
GLC-LH-SMD=:1000BASE-LX/LH SFP TRANSCEIVER MODULE (SL163) | I034230 | SSRVRACS | A | Test9780 | 9824 | C | NOS.
CIQSAT803:SATELLITE TRACKER | I034231 | OMISC | A | Test9781 | 9825 | C | NOS.
SIGMA SOLA CRYL WHITE 18 LTR | I034232 | OSITEMAINT | A | Test9782 | 9826 | C | NOS.
SIGMA HIGH GLOSS 15LTR ( RAL-2009) | I034233 | OSITEMAINT | A | Test9783 | 9827 | C | NOS.
TWO ROOM SET WITH SONOS ONE | I034234 | OMISC | A | Test9784 | 9828 | C | NOS.
LAMITAK HPL HI GLOSS WHITE 4'X8'X0.8MM | I034235 | OSITEMAINT | A | Test9785 | 9829 | C | NOS.
LTE BROADBAND KIT (V01-18) | I034236 | POSG32 | A | Test9786 | 9830 | A | NOS.
TCL 49" 4K SMART WIFI ANDROID LED TV | I034237 | OINSTMAT | A | Test9787 | 9831 | C | NOS.
WS-C3850-24T-L:CISCO CATALYST 3850 24PORT DATA LAN BS(SL164 | I034238 | SMODROUT | A | Test9788 | 9832 | C | nos.
CON-SNT-WSC384TL:SNTC-8X5XNBD CISCO CATALYST 3850 24P(SL164) | I034239 | SMODROUT | A | Test9789 | 9833 | C | nos.
S3850UK9-163:UNIVERSAL (SL164) | I034240 | SOTHTELEQ | A | Test9790 | 9834 | C | nos.
C3850-NM-4-1G:CISCO CATALYST 3850 4X 1GE NETWORK MODL(SL164) | I034241 | SMISC | A | Test9791 | 9835 | C | nos.
CAB-TA-UK:UNITED KINGDOM AC TYPE A POWER CABLE (SL164) | I034242 | SSRVRACS | A | Test9792 | 9836 | C | nos.
CAB-CONSOLE-USB:CONSOLE CABLE 6FT WITH USB TYPE & MIN(SL164) | I034243 | SSRVRACS | A | Test9793 | 9837 | C | nos.
STACK-T1-50CM:50CM TYPE 1 STACKING CABLE (SL164) | I034244 | SSRVRACS | A | Test9794 | 9838 | C | nos.
CAB-SPWR-30CM:CATALYST STACK POWER CABLE 30 CM (SL164) | I034245 | SSRVRACS | A | Test9795 | 9839 | C | nos.
PWR-C1-BLANK:CONFIG 1 POWER SUPPLY BLANK (SL164) | I034246 | SSRVRACS | A | Test9796 | 9840 | C | nos.
PWR-C1-350WAC:350W AC CONFIG 1 POWER SUPPLY (SL164) | I034247 | SSRVRACS | A | Test9797 | 9841 | C | nos.
GLC-LH-SMD=:1000BASE-LX/LH SFP TRANSCEIVER MODULE (SL164) | I034248 | SSRVRACS | A | Test9798 | 9842 | C | nos.
BLACKMAGIC SMARTVIEW 4K | I034249 | CINSTMAT | A | Test9799 | 9843 | C | nos.
C-PLL 5.15E: DC INPUT +12 TO+18V THROUGH OUTPUT CON | I034250 | CCAPSTK | A | Test9800 | 9844 | C | NOS.
6A0244210100:CHECK VALVE | I034251 | OENGSPARES | A | Test9801 | 9845 | C | NOS.
6E5244110100:DIAPHRAGM | I034252 | OENGSPARES | A | Test9802 | 9846 | C | NOS.
6E5244350100:GASKET BODY 2 | I034253 | OENGSPARES | A | Test9803 | 9847 | C | NOS.
6E5244710100:DIAPHRAGM | I034254 | OENGSPARES | A | Test9804 | 9848 | C | NOS.
704825634100:TRIM & TILT SWITCH ASSY | I034255 | OENGSPARES | A | Test9805 | 9849 | C | NOS.
FEED-VS-RP3CPOR1:C BAND DUAL POLARITY CIRCULAR/LINEAR PRIME | I034256 | OANTMAST | A | Test9806 | 9850 | C | Nos.
MAKE THE ANTENNA POLE W/ BASE MOUNT ACCORDING TO THE DESIGN | I034257 | VNEWPROD | B | Test9807 | 9851 | C | NOS.
ALUMINIUM SHEET 4X5 FL ACCORDING TO THE DESIGN | I034258 | VNEWPROD | B | Test9808 | 9852 | C | NOS.
PLC SPLITTER 1X16 ABS BOX SC UPC 1M | I034259 | CTOOLS | A | Test9809 | 9853 | C | Nos.
PLC SPLITTER 1X8 0.9MM SC UPC 0.5M | I034260 | CTOOLS | A | Test9810 | 9854 | C | Nos.
TOOL KIT | I034261 | CTOOLS | A | Test9811 | 9855 | C | Nos.
POWER METER YJ320A | I034262 | CTOOLS | A | Test9812 | 9856 | C | Nos.
TERMINATION BOX 32 | I034263 | CTOOLS | A | Test9813 | 9857 | C | Nos.
LGX SPLITTER SC UPC 1X16 | I034264 | CTOOLS | A | Test9814 | 9858 | C | Nos.
TERMINATION BOX 64 PORT EMPTY | I034265 | CTOOLS | A | Test9815 | 9859 | C | Nos.
FUSION SPLICER FUJIKURA 31S WITH CT-08 | I034266 | CTOOLS | A | Test9816 | 9860 | C | Nos.
FC-LC ADAPTER | I034267 | CTOOLS | A | Test9817 | 9861 | C | Nos.
LC DUPLEX ADAPTER | I034268 | CTOOLS | A | Test9818 | 9862 | C | Nos.
SC UPC PIGTAIL 1.5M SM 0.9MM | I034269 | CTOOLS | A | Test9819 | 9863 | C | Nos.
LC UPC PIGTAIL 1.5M SM 0.9MM | I034270 | CTOOLS | A | Test9820 | 9864 | C | Nos.
FH-70-250 FIBER HOLDER (PAIR) | I034271 | CTOOLS | A | Test9821 | 9865 | C | Nos.
FH-70-900 FIBER HOLDER (PAIR) | I034272 | CTOOLS | A | Test9822 | 9866 | C | Nos.
BTR-10 BATTERY PACK | I034273 | CTOOLS | A | Test9823 | 9867 | C | Nos.
CT-08 CLEAVER | I034274 | CTOOLS | A | Test9824 | 9868 | C | Nos.
ELCT2-16B ELECTRODES | I034275 | CTOOLS | A | Test9825 | 9869 | C | Nos.
C-PLL 5.15E: DC INPUT +12 TO+18V THROUGH OUTPUT CON | I034276 | OMISC | A | Test9826 | 9870 | C | nos.
TESTING AND SERVICING 5% | I034277 | VHEASAEX | B | Test9827 | 9871 | C | NOS.
A0019-002-001-001-001-1:IG4100-300 CONCURRENT DEVICE(SL165) | I034278 | SMODROUT | A | Test9828 | 9872 | C | NOS.
A0019-005-001-001-001-1:100 DEVICES LIC.UPGRADE(SL165) | I034279 | Sales Relat Ser | B | Test9829 | 9873 | C | NOS.
HP STORAGEWORKS 500 WATT PWR SUPL MSA1000 4 MSA30-212398-001 | I034280 | OPWRTOOLS | A | Test9830 | 9874 | C | NOS.
STREAM LABS SUPPORT SERVICES PER YEAR | I034281 | VMAINT&SC | B | Test9831 | 9875 | C | NOS.
TRENCHING & BACKFILLING DEPTH COVER OF 450MM | I034284 | Cap Related Ser | B | Test9832 | 9876 | C | NOS.
IT055900 HPE DL380 GEN10 8SFF CTO SERVER | I034285 | CSRVRS | A | Test9833 | 9877 | C | NOS.
IOT1239606 HPE DL380 GEN10 4114 XEON-S FIO KIT | I034286 | CSRVRACS | A | Test9834 | 9878 | C | NOS.
IOT1239605 HPE DL380 GEN10 4114 XEON-S KIT | I034287 | CSRVRACS | A | Test9835 | 9879 | C | NOS.
IT058239 FACTORY INTEGRATED | I034288 | Cap Related Ser | B | Test9836 | 9880 | C | NOS.
IOT1239591 HPE DL380 GEN10 BOX1/2 CAGE BKPLN KI | I034289 | CSRVRACS | A | Test9837 | 9881 | C | NOS.
IT056017 FACTORY INTEGRATED | I034290 | Cap Related Ser | B | Test9838 | 9882 | C | NOS.
IT060687 FACTORY INTEGRATED | I034291 | Cap Related Ser | A | Test9839 | 9883 | C | NOS.
IOT1373982 960GB SATA RI SFF SC DS-STOCK . | I034292 | CMISC | A | Test9840 | 9884 | C | NOS.
IT070328 FACTORY INTEGRATED | I034293 | Cap Related Ser | B | Test9841 | 9885 | C | NOS.
IOT1239803 HPE DL GEN10 X8 X16 X8 RSR KIT | I034294 | CSRVRACS | A | Test9842 | 9886 | C | NOS.
IT056009 HPE DL GEN10 X8_X16_X8 FIO RISER KIT | I034295 | CSRVRACS | A | Test9843 | 9887 | C | NOS.
IOT1239804 HPE DL38X GEN10 12GB SAS EXPANDER | I034296 | CSRVRACS | A | Test9844 | 9888 | C | NOS.
IT057029 FACTORY INTEGRATED | I034297 | Cap Related Ser | B | Test9845 | 9889 | C | NOS.
IOT610435 HPE ETHERNET 10GB 2-PORT 562SFP+ ADP | I034298 | OSRVRACS | A | Test9846 | 9890 | C | NOS.
IT056429 HPE ETHERNET 10GB 2-PORT562SFP+ FIO ADAPTER | I034299 | CSRVRACS | A | Test9847 | 9891 | C | NOS.
IOT1239145 HPE NVIDIA QUADRO P4000 GPU MODULE | I034300 | CSRVRACS | A | Test9848 | 9892 | C | NOS.
IT070332 FACTORY INTEGRATED | I034301 | Cap Related Ser | B | Test9849 | 9893 | C | NOS.
IT058244 FACTORY INTEGRATED | I034302 | Cap Related Ser | B | Test9850 | 9894 | C | NOS.
IOT1274372 HPE ETH 10GB 2P 562FLR-T ADPTR | I034303 | CSRVRACS | A | Test9851 | 9895 | C | NOS.
IT064358 FACTORY INTEGRATED | I034304 | Cap Related Ser | B | Test9852 | 9896 | C | NOS.
IOT1239741 HPE DL38X GEN10 HIGH PERF FAN | I034305 | CSRVRACS | A | Test9853 | 9897 | C | NOS.
IT057429 FACTORY INTEGRATED | I034306 | Cap Related Ser | B | Test9854 | 9898 | C | NOS.
IOT1238799 HPE 800W FS PLAT HT PLG LH PWR SPLY | I034307 | CSRVRACS | A | Test9855 | 9899 | C | NOS.
IT055792 FACTORY INTEGRATED | I034308 | Cap Related Ser | B | Test9856 | 9900 | C | NOS.
IOT1185532 MS WS16 (16-CORE) STD FIO NPI EN SW | I034309 | Cap Related Ser | B | Test9857 | 9901 | C | NOS.
IOT1186160 HPE MS WS16 4-CORE STD ADD LIC EMEA SW | I034310 | Cap Related Ser | B | Test9858 | 9902 | C | NOS.
IOT1239938 HPE GPU 6PX6P Y-POWER CABLE KIT | I034311 | CSRVRACS | A | Test9859 | 9903 | C | NOS.
IOT1320214 CTO/HPE HPE GPU 6PX6P Y-POWER CABLE | I034312 | CSRVRACS | A | Test9860 | 9904 | C | NOS.
IT026272 FACTORY INTEGRATED | I034313 | Cap Related Ser | B | Test9861 | 9905 | C | NOS.
IOT1239598 HPE DL380 GEN10 HIGH PERF HEATSINK K | I034314 | CSRVRACS | A | Test9862 | 9906 | C | NOS.
IT058413 FACTORY INTEGRATED | I034315 | Cap Related Ser | B | Test9863 | 9907 | C | NOS.
IOT1225311 IRONWOLF PRO 8TB SATA 3.5IN 256MB ENTERPRISE NAS | I034316 | CSRVRACS | A | Test9864 | 9908 | C | NOS.
IT060687 FACTORY INTEGRATED | I034317 | Cap Related Ser | B | Test9865 | 9909 | C | NOS.
SOLO AND CINEGY CAPTURE SOLO WITH LICENSE | I034318 | Cap Related Ser | B | Test9866 | 9910 | C | NOS.
SAFETY SHOES FW34ORR | I034319 | OTOOLS | A | Test9867 | 9911 | C | Nos.
ATLANTA S3 SHOES | I034320 | OTOOLS | A | Test9868 | 9912 | C | Nos.
OV4-START-NEW:OV2500 NMS-STARTER PACK-NEW R4.INCL 10 (SL165) | I034321 | Sales Relat Ser | B | Test9869 | 9913 | C | NOS.
OV-AP-NM-50-N:OV2500 NM R4 LIC - LIC (SL165) | I034322 | Sales Relat Ser | B | Test9870 | 9914 | C | NOS.
PW5N-OV4START:5YR 24X7 PARTNER SUPPORT SOFTWARE (SL165) | I034323 | Sales Relat Ser | B | Test9871 | 9915 | C | NOS.
PW3N-OVAPNM50N:3YR 24X7 PARTNER SUPPORT SOFTWARE (SL165) | I034324 | Sales Relat Ser | B | Test9872 | 9916 | C | NOS.
SPADE FLAT F/C WOODEN HANDLE S519PD | I034325 | OMISC | A | Test9873 | 9917 | C | NOS.
18U SERVER RACK WITH FAN - DEPTH 600M (SL156) | I034326 | SSRVRACS | A | Test9874 | 9918 | C | NOS.
FOCUS Z FOLD HAND TISSUE CASE (22798-02) | I034327 | OMISC | A | Test9875 | 9919 | C | nos.
TRENCHING & BACKFILLING DEPTH COVER 750MM | I034328 | VREPLINP | B | Test9876 | 9920 | C | NOS.
SOUND SET UP | I034329 | VOTH-SUPPLIES | B | Test9877 | 9921 | C | NOS.
INSPECTION OF PORTABLE FIRE EXTINGUISHERS | I034330 | VHEASAEX | B | Test9878 | 9922 | C | NOS.
INSPECTION STICKER - FIRE EXTINGUISHER | I034331 | OMISC | A | Test9879 | 9923 | C | NOS.
NIKE AS M NK DRY PANT ACDMY KPZ (S) | I034332 | OMISC | A | Test9880 | 9924 | C | NOS.
NIKE AS M NK DRY PANT ACDMY KPZ (M) | I034333 | OMISC | A | Test9881 | 9925 | C | NOS.
NIKE AS M NK DRY PANT ACDMY KPZ (L) | I034334 | OMISC | A | Test9882 | 9926 | C | NOS.
NIKE AS M NK DRY PANT ACDMY KPZ (XL) | I034335 | OMISC | A | Test9883 | 9927 | C | NOS.
IUDE FUNCTION MODULE,FSU11Z,MNITING CONTROLER FOR FSU, 28 DI | I034336 | OMISC | A | Test9884 | 9928 | C | Nos.
IOT610435 HPE ETHERNET 10GB 2-PORT 562SFP+ ADP | I034338 | CMISC | A | Test9885 | 9929 | C | NOS.
RAFM CONTROL COVERAGE AUDIT_RFPRA2018002 | I034339 | VCONSULT | B | Test9886 | 9930 | C | NOS.
MILWAUKEE M18 FUEL PERCUSSION DRILL M18 FPD-502X | I034341 | CTOOLS | A | Test9887 | 9931 | C | Nos.
MILWAUKEE ALKALINE SLIM HEADLAMP HL-LED | I034342 | CTOOLS | A | Test9888 | 9932 | C | Nos.
MILWAUKEE M18 5.0 AH BATTERY M18 B5 | I034343 | CTOOLS | A | Test9889 | 9933 | C | Nos.
MILWAUKEE M12 - M18 FAST CHARGER M12 18 F | I034344 | CTOOLS | A | Test9890 | 9934 | C | Nos.
M18 SAL-0 MILWAUKEE M18 LED STAND LIGHT | I034345 | CLGTSPSP | A | Test9891 | 9935 | C | NOS.
SKYWORTH TELEVISION-UHD 4K SMART WIFI ANDROID 50G2 (SP200) | I034346 | SSURVLNCE | A | Test9892 | 9936 | C | NOS.
1 DCN-MR F.01U.126.948 MEETING RECORDER (SP200) | I034347 | SOTHTELEQ | A | Test9893 | 9937 | C | NOS.
214-8300-070 SMA T ADAPTOR J/P/J | I034348 | OINSTMAT | A | Test9894 | 9938 | C | NOS.
214-8000-070 SMA JACK/JACK ADAPTOR | I034349 | OINSTMAT | A | Test9895 | 9939 | C | NOS.
301-1410361915-050/0.72 SMA STRAIGHT PLUG TO QMA RIGHT-ANGLE | I034350 | OINSTMAT | A | Test9896 | 9940 | C | NOS.
290-5049-070 QMA FEMALE TO N FEMALE ADAPTOR | I034351 | OINSTMAT | A | Test9897 | 9941 | C | NOS.
290-5027-070 N PLUG TO SMA JACK ADAPTOR | I034352 | OINSTMAT | A | Test9898 | 9942 | C | NOS.
PROVIDING SOFTWARE SOLUTION FOR AIR PIN APPLICATION (.APK) | I034353 | V-CONT-COST | B | Test9899 | 9943 | C | NOS.
7200-65340-102 REALPRESENCE GROUP 310-720P: GROUP (SP200) | I034354 | SSURVLNCE | A | Test9900 | 9944 | C | NOS.
4870-65340-160 PARTNER PREMIER, ONE YEAR, REALPRESE (SP200) | I034355 | SSURVLNCE | B | Test9901 | 9945 | C | NOS.
2215-68675-001 UNIVERSAL CAMERA MOUNTING FOR (SP200) | I034356 | SSURVLNCE | A | Test9902 | 9946 | C | NOS.
PVC2356BK03 D FENDER PVC2356R 48MM | I034357 | OTRSPRTOP | A | Test9903 | 9947 | C | NOS.
PVC1631BK01 INSERT PVC1631 FOR PVC2356R | I034358 | OTRSPRTOP | A | Test9904 | 9948 | C | NOS.
225BK SILICONE225 GENERAL PURPOSE BK | I034359 | OTRSPRTOP | A | Test9905 | 9949 | C | NOS.
FLOAT SWITCH | I034360 | OACNSPR | A | Test9906 | 9950 | C | NOS.
MOTOR DRIVE EXPANSION VALVE | I034361 | OACNSPR | A | Test9907 | 9951 | C | NOS.
PRESSURE SWITCH LOW | I034362 | OACNSPR | A | Test9908 | 9952 | C | NOS.
PRESSURE SWITCH HI | I034363 | OACNSPR | A | Test9909 | 9953 | C | NOS.
DRAIN PUMP | I034364 | OACNSPR | A | Test9910 | 9954 | C | NOS.
FAN PCB | I034365 | OACNSPR | A | Test9911 | 9955 | C | NOS.
CONTROL PCB | I034366 | OACNSPR | A | Test9912 | 9956 | C | NOS.
8800-00-87 LINK MOBILE QD TO 3.5MM MOBILE PHONES | I034367 | OOTHTELEQ | A | Test9913 | 9957 | C | NOS.
AMEYO SUPERVISORY LICENSE | I034368 | V-PABX Others | B | Test9914 | 9958 | C | NOS.
FTTH ACTIVATION | I034369 | V_FIB_BB_INST | B | Test9915 | 9959 | C | NOS.
GASTRONOMY TOPPING 1KG | I034370 | OMISC | A | Test9916 | 9960 | C | NOS.
CONTENT COMMISSION | I034371 | v-TV CONT-COSTS | B | Test9917 | 9961 | C | NOS.
RED HAT ENTERPRISE LINUX VIRTUAL DATACENTERS STANDARD | I034372 | VMAINT&SC | B | Test9918 | 9962 | C | NOS.
F10007SP:ISOPROPYL ALCOHOL 4 OZ SPRAY BOTTLE | I034373 | CTOOLS | A | Test9919 | 9963 | C | NOS.
F11301T:3 HOLE JACKET STRIPPER | I034374 | CTOOLS | A | Test9920 | 9964 | C | NOS.
F1KS1:MILLER SCISSORS(CARBON MOLYBDENUM & VANADIUM STEEL BLA | I034375 | CTOOLS | A | Test9921 | 9965 | C | NOS.
995211:GREENLEE UTILITY KNIFE REPLACEMENT BLADES 5PK | I034376 | CTOOLS | A | Test9922 | 9966 | C | NOS.
065211:GREENLEE UTILITY KNIFE WITH 3 BLADES | I034377 | CTOOLS | A | Test9923 | 9967 | C | NOS.
025106D:GREENLEE 6" DIAGONAL CUTTING PLIERS WITH DIPPED GRIP | I034378 | CTOOLS | A | Test9924 | 9968 | C | NOS.
0153-42C:GREENLEE SCREWDRIVER MULTI-TOOL 6 IN 1 | I034379 | CTOOLS | A | Test9925 | 9969 | C | NOS.
DELL S2419H 23.8" 16:9 IPS MONITOR | I034380 | CMISC | A | Test9926 | 9970 | C | NOS.
SONOS ONE-VOICE CONTROLLED SMART SPEAKER | I034381 | OMISC | A | Test9927 | 9971 | C | NOS.
JBL E45BT BLUETOOTH ON-EAR HEADPHONES | I034382 | OMISC | A | Test9928 | 9972 | C | NOS.
SAMSUNG GALAXY TAB A WITH S PEN 8.0” 16GB LTE P355 | I034383 | OMISC | A | Test9929 | 9973 | C | NOS.
EDIFIER SPEAKER MP202DUO BLACK | I034384 | OMISC | A | Test9930 | 9974 | C | NOS.
HUAWEI SELFIE STICK AF11 – BLUE | I034385 | OMISC | A | Test9931 | 9975 | C | NOS.
7 WAY 19" POWER PANEL - UK SOCKET PDU | I034386 | OINSTMAT | A | Test9932 | 9976 | C | NOS.
CLARABRIDGE ENTERPRISE USER LICENSE | I034387 | VCOMSUPT | B | Test9933 | 9977 | C | NOS.
CLARABRIDGE STREAM 10PACK | I034388 | VCOMSUPT | B | Test9934 | 9978 | C | NOS.
CLARABRIDGE STANDARD MANAGED SERVICES | I034389 | VCOMSUPT | B | Test9935 | 9979 | C | NOS.
LABEL PRINTER BROTHER QL 720NW | I034390 | OPRNTRS | A | Test9936 | 9980 | C | NOS.
FC1-10-C1100-151-02-12:ENDPOINT TELEMETRY & COMPLIANCE LICEN | I034391 | VMAINT&SC | B | Test9937 | 9981 | C | NOS.
FC-10-L0401-311-02-12:8X5 FORTICARE CONTRACT | I034392 | VMAINT&SC | B | Test9938 | 9982 | C | NOS.
KW4S0SGWOP01:S-GW SELECTION ANCHORED ON P-GW | I034393 | Cap Related Ser | B | Test9939 | 9983 | C | NOS.
KW5S033VGE00:THROUGHPUT CAPACITY V900R017 | I034394 | Cap Related Ser | B | Test9940 | 9984 | C | NOS.
HAIYANG GPS HD70C | I034395 | OSPRVEHBT | A | Test9941 | 9985 | C | NOS.
412 CONNECTOR(SL159) | I034396 | SINSTMAT | A | Test9942 | 9986 | C | NOS.
TAP-OUTDOOR-8 WAY(SL159) | I034397 | SINSTMAT | A | Test9943 | 9987 | C | NOS.
KS TO KS ADOPTER (SL159) | I034398 | SINSTMAT | A | Test9944 | 9988 | C | NOS.
F TYPE MALE CONNECTOR(SL159) | I034399 | SINSTMAT | A | Test9945 | 9989 | C | NOS.
SKY 860 CATV HEAD END AMPLIFIER-50 DB (SL159) | I034400 | SINSTMAT | A | Test9946 | 9990 | C | NOS.
OUTDOOR ENCLOSURE BOX W15.74 H19.68 D7.87”(SL159) | I034401 | SINSTMAT | A | Test9947 | 9991 | C | NOS.
OUTDOOR ENCLOSURE BOX W 9.84 H13.78 D5.9”(SL159) | I034402 | SINSTMAT | A | Test9948 | 9992 | C | NOS.
RG6 F-TYPE FACEPLATE(SL159) | I034403 | SINSTMAT | A | Test9949 | 9993 | C | NOS.
CIQSMPLG1000:OBD GPS TRACKER | I034405 | POSG48 | A | Test9950 | 9994 | A | NOS.
CIQVT33:LITE BOAT & VESSEL TRK | I034406 | POSG48 | A | Test9951 | 9995 | A | NOS.
WIEGAND CONTROLLER | I034407 | OSITEMAINT | A | Test9952 | 9996 | C | NOS.
SENSOR FLAP GATE | I034408 | OSITEMAINT | A | Test9953 | 9997 | C | NOS.
MAIN BOARD FLAP GATE | I034409 | OSITEMAINT | A | Test9954 | 9998 | C | NOS.
COMMISSIONING OF IP TRANSIT LINK TO LEVEL 3 | I034410 | VMAISPDH | B | Test9955 | 9999 | C | NOS.
3MJ37001AA:ALCATEL-LUCENT OXO CONNECT EVOLUTION(SL166) | I034411 | SPABXSPR | A | Test9956 | 10000 | C | NOS.
3MG08010AA:8008 DESKPHONE W/O RJ45 CABLE(SL166) | I034412 | SPABXSPR | A | Test9957 | 10001 | C | NOS.
3MG27201AA 8018 DESKPHONE W/O RJ45 CABLE (SL166) | I034413 | SPABXSPR | A | Test9958 | 10002 | C | NOS.
3MG27203WW:8058S PREMIUM DESKPHONE WW(SL166) | I034414 | SPABXSPR | A | Test9959 | 10003 | C | NOS.
OXO CONNECT SOFTWARE LICENSES(SL166) | I034415 | Sales Relat Ser | B | Test9960 | 10004 | C | NOS.
WIPRO T&M RESOURCES FOR CBS R2 | I034416 | Cap Related Ser | B | Test9961 | 10005 | C | NOS.
CEO & MD AWARD ACRYLIC 20MM WITH UV PRINTING & WOOD BASE | I034417 | OMISC | A | Test9962 | 10006 | C | NOS.
WOODEN BOX WITH RED VELVET WRAPPING | I034418 | OMISC | A | Test9963 | 10007 | C | NOS.
KIPOR GENERATOR 2KW IG2000 DIGITAL SUITECASE PETROL | I034419 | CGENTSP | A | Test9964 | 10008 | C | NOS.
BK650-AS:APC UPS CS 650VA 230V USB & SERIAL TOWER UPS(MS048) | I034421 | SSRVRACS | A | Test9965 | 10009 | C | NOS.
TELEMATRIX 3100 MW10 | I034422 | OTELEEQ | A | Test9966 | 10010 | C | NOS.
54002390: MIVOICE BUSINESS LICENSE - SIP TRUNK X1 | I034423 | V-PABX Others | B | Test9967 | 10011 | C | NOS.
MEMBERSHIP SUBSCRIPTION | I034424 | VSUBSCRP | B | Test9968 | 10012 | C | NOS.
TWELVE TWELVE SOUTH CURVE STAND FOR MACBOOK | I034425 | OMISC | A | Test9969 | 10013 | C | NOS.
TORK JUMBO TOILET ROLL(1X6ROLLS) | I034426 | OMISC | A | Test9970 | 10014 | C | NOS.
RS PRO INVERTIBLE ECO AIR DUSTER AIR DUSTER4 420ML | I034427 | OMISC | A | Test9971 | 10015 | C | NOS.
FG-30E:5XGE RJ45 PORTS(INCLUDING 1XWAN PORT,4XSWITCH PORTS) | I034428 | SMODROUT | A | Test9972 | 10016 | C | NOS.
FC-10-0030E-950-02-36:UNIFIED(UTM)PROTECTION 24X7 FORTICARE | I034429 | Sales Relat Ser | B | Test9973 | 10017 | C | NOS.
PLUG STRAIGHT 230V 2P+E 16A | I034430 | CINSTMAT | A | Test9974 | 10018 | C | NOS.
SOCKET HORZ INTLKD 220V 2P+E 16A | I034431 | CINSTMAT | A | Test9975 | 10019 | C | NOS.
COMPASS OFFSHORE 105 PLASTIMO | I034432 | OSPRVEHBT | A | Test9976 | 10020 | C | NOS.
MUFFLER 152IN 152OUT | I034433 | OSPRVEHBT | A | Test9977 | 10021 | C | NOS.
DR5000-HD-420: UNIVERSAL CONTRIBUTION DECODER SD&HD, MPEG-2 | I034434 | CMODROUT | A | Test9978 | 10022 | C | NOS.
A0020-047-001-001-001-1:IG 4210/4200 PREMIUM CARE(YEAR 4 & 5 | I034435 | Sales Relat Ser | B | Test9979 | 10023 | C | NOS.
GSM FIXED WIRELESS TELEPHONE MW-33 | I034436 | OTELEEQ | A | Test9980 | 10024 | C | NOS.
EXTERNAL WIRING/CABLING | I034437 | v_FIB_BB_INST | B | Test9981 | 10025 | C | NOS.
IPAD PRO 11"(LATE 2018) 64GB WIFI | I034438 | CLPTPCMPT | A | Test9982 | 10026 | C | NOS.
SUN-1000SS1315-20SC-E-DC48:FIBER OPTIC MEDIA CONVERTER | I034439 | OCRITICAL-ITEMS | A | Test9983 | 10027 | C | NOS.
SUN-1000SS1513-20SC-E:FIBER OPTIC MEDIA CONVERTER | I034440 | OCRITICAL-ITEMS | A | Test9984 | 10028 | C | NOS.
MXK-F108-AC-UK:ROHS,REQ.MIN 2.5.4.020,MXK-F,1U 8GPON OLT,4X1 | I034441 | OSRVRACS | A | Test9985 | 10029 | C | NOS.
ZNID-BATT-IN-48VDC-LI-57WH:BATTERY BACKUP, LI-ION,48V | I034442 | OSRVRACS | A | Test9986 | 10030 | C | NOS.
MAVIC 2 PRO | I034443 | CMISC | A | Test9987 | 10031 | C | NOS.
MAVIC 2 FLYMORE KIT | I034444 | CMISC | A | Test9988 | 10032 | C | NOS.
SD.A3-C000-00:A3C INDOOR DUAL-BAND 3X3 802.11AC WIFI AP | I034445 | OMODROUT | A | Test9989 | 10033 | C | NOS.
SD.PE-8N00-00:INDOOR 56VDC AC/DC POE INJECTOR | I034446 | OMODROUT | A | Test9990 | 10034 | C | NOS.
TRANSLATION OF SYSTEM PROMPTS (IVR) FOR CBS | I034447 | Cap Related Ser | B | Test9991 | 10035 | C | NOS.
3BK27162AA:TGT09 | I034448 | OMOBSWEQ | A | Test9992 | 10036 | C | NOS.
3BK27035AB:AGC9E | I034449 | OMOBSWEQ | A | Test9993 | 10037 | C | NOS.
3BK08925AA:SUMA | I034450 | OMOBSWEQ | A | Test9994 | 10038 | C | NOS.
3BK26012AA:XIBM | I034451 | OMOBSWEQ | A | Test9995 | 10039 | C | NOS.
BPL-380:PEPLINK BALANCE 380 MULTI-WAN MED BUSINES ROUT(MA003 | I034452 | SMODROUT | A | Test9996 | 10040 | C | NOS.
MBO1E HEX DC CABINET | I034453 | OMOBSWEQ | A | Test9997 | 10041 | C | NOS.
SMARTSCOPE DUO 4K BLACKMAGIC DESIGN | I034455 | CMISC | A | Test9998 | 10042 | C | NOS.
BLACKMAGIC AUDIO MONITOR 12G BLACKMAGIC DESIGN | I034456 | CMISC | A | Test9999 | 10043 | C | NOS.
SUUNTO TANDEM 360PC/360R DG CLINO/COMPASS | I034457 | CMISC | A | Test10000 | 10044 | C | NOS.
AJA VIDEO SYSTEMS - CORVID 88 | I034458 | CMISC | A | Test10001 | 10045 | C | NOS.
4IPNET EAP700 802.11B/G WALL ACCESS POINT | I034459 | OMODROUT | A | Test10002 | 10046 | C | NOS.
4IPNET EAP700 WALL MOUNT BRACKET | I034460 | OINSTMAT | A | Test10003 | 10047 | C | NOS.
FIXED PRICE SERVICES – ADDITIONAL FUNDING R1 CR PKG 3 – ODA5 | I034461 | Cap Related Ser | B | Test10004 | 10048 | C | NOS.
FPR2130-NGFW-K9:CISCO FIREPOWER 2130 NGFW APPLIANCE, 1U, 1 X | I034462 | CSRVRACS | A | Test10005 | 10049 | C | NOS.
CON-SSS2P-FPR2130W:SOLN SUPP 24X7X2 CISCO FIREPOWER 2130 NGF | I034463 | CSRVRACS | A | Test10006 | 10050 | C | NOS.
FPR2K-PWR-AC-400:FIREPOWER 2000 SERIES 400W AC POWER SUPPLY | I034464 | CSRVRACS | A | Test10007 | 10051 | C | NOS.
SF-F2K-TD6.2.3-K9:CISCO FIREPOWER THREAT DEFENSE SOFTWARE V6 | I034465 | CSRVRACS | A | Test10008 | 10052 | C | NOS.
FPR2K-SSD200:FIREPOWER 2000 SERIES SSD FOR FPR-2130/2140 | I034466 | CSRVRACS | A | Test10009 | 10053 | C | NOS.
FPR2K-SLIDE-RAILS:FIREPOWER 2000 SLIDE RAIL KIT | I034467 | CSRVRACS | A | Test10010 | 10054 | C | NOS.
FPR2K-FAN:FIREPOWER 2000 SERIES FAN TRAY | I034468 | CSRVRACS | A | Test10011 | 10055 | C | NOS.
FPR2K-SSD-BBLKD:FIREPOWER 2000 SERIES SSD SLOT CARRIER | I034469 | CSRVRACS | A | Test10012 | 10056 | C | NOS.
FPR2K-PWR-AC-400:FIREPOWER 2000 SERIES 400W AC POWER SUPPLY | I034470 | CSRVRACS | A | Test10013 | 10057 | C | NOS.
FPR2K-CBL-MGMT:FIREPOWER 2000 CABLE MGMT BRACKETS | I034471 | CSRVRACS | A | Test10014 | 10058 | C | NOS.
FPR2K-NM-BLANK:FIREPOWER 2000 SERIES NETWORK MODULE BLANK SL | I034472 | CSRVRACS | A | Test10015 | 10059 | C | NOS.
HOURLY SERVICE FEE | I034473 | VMAISPDH | B | Test10016 | 10060 | C | NOS.
DELIVERY,TRANSPORT,LOGISTICS.ETC | I034475 | VENTERTA | B | Test10017 | 10061 | C | NOS.
TRANSPORT CHARGE(SL160) | I034476 | Sales Relat Ser | B | Test10018 | 10062 | C | NOS.
IS3GUK:ISOCKET 3G | I034477 | OTESTEQ | A | Test10019 | 10063 | C | NOS.
3G KP GSM POWER STATUS MONITOR | I034478 | OTESTEQ | A | Test10020 | 10064 | C | NOS.
INTERNAL WIRING | I034479 | V-IPTV_INST | B | Test10021 | 10065 | C | NOS.
BOSCH 43 PIECE SCREWDRIVER BIT SET | I034480 | OTOOLS | A | Test10022 | 10066 | C | NOS.
BOSCH SDS PLUS X-MAS 10X50X110 | I034481 | OTOOLS | A | Test10023 | 10067 | C | NOS.
BOSCH SDS PLUS X-MAS 6X150X210 | I034482 | OTOOLS | A | Test10024 | 10068 | C | NOS.
BOSCH SDS PLUS X-MAS 6X50X110 | I034483 | OTOOLS | A | Test10025 | 10069 | C | NOS.
BOSCH SDS PLUS X-MAS 8X150X210MM | I034484 | OTOOLS | A | Test10026 | 10070 | C | NOS.
BOSCH SDS PLUS X-MAS 8X50X110MM | I034485 | OTOOLS | A | Test10027 | 10071 | C | NOS.
M10 14PCS COMBINATION WRENCH SET 14MM | I034486 | OTOOLS | A | Test10028 | 10072 | C | NOS.
M10 LONG NOSE RIVETER 2.4-4.8MM | I034487 | OTOOLS | A | Test10029 | 10073 | C | NOS.
RATCHET CRIMPING TOOL FOR NON-INSULATED TERMINAL-260MM | I034488 | OTOOLS | A | Test10030 | 10074 | C | NOS.
ROUND CABLE SLITTING AND RINGING TOOL(0.18"-1.0" DIAMETER) | I034489 | OTOOLS | A | Test10031 | 10075 | C | NOS.
ABB INDUSTRIAL PLUG 3 PIN 16A IP44 2P+E 216-P6 | I034490 | CPWR SYSTEM | A | Test10032 | 10076 | C | NOS.
ABB SURFACE MOUNT INDUSTRIAL SOCKET 3 PIN 16A IP44 2P+E 216 | I034491 | CPWR SYSTEM | A | Test10033 | 10077 | C | NOS.
ABC TRAVELLER APPLICATION | I034492 | OSTNMAT | A | Test10034 | 10078 | C | NOS.
COMBI HAMMER 26MM SDS PLUS | I034493 | OTOOLS | A | Test10035 | 10079 | C | NOS.
BOAT/VEHICALS OTHER CHARGES | I034494 | Cap Related Ser | B | Test10036 | 10080 | C | NOS.
OS6450-P48:GIGABIT ETHERNET 1RU CHASSIS 48 POE(SL167) | I034495 | SMODROUT | A | Test10037 | 10081 | C | NOS.
OS6450-P24 GIGABIT ETHERNET 1RU CHASSIS. 24 POE(SL167) | I034496 | SMODROUT | A | Test10038 | 10082 | C | NOS.
SFP-GIG-LX:1000BASE-LX GIGABIT ETHERNET OPTICAL TRNCVR(SL167 | I034497 | SMODROUT | A | Test10039 | 10083 | C | NOS.
OAW-AP1221-RW:OMNIACCESS STELLAR AP1221.DUAL RADIO(SL167) | I034498 | SWIFIEQUIP | A | Test10040 | 10084 | C | NOS.
OAW-AP-MNT-B:MOUNTING KIT TYPE B19/16 & B215/16 (SL167) | I034499 | SWIFIEQUIP | A | Test10041 | 10085 | C | NOS.
OV4-START-NEW:OV2500 NMS-STARTER PACK-NEW R4.INCL 10 (SL167) | I034500 | Sales Relat Ser | B | Test10042 | 10086 | C | NOS.
OV-AP-NM-10-N:OV2500 NM R4 LIC - LIC. 10 AP (SL167) | I034501 | Sales Relat Ser | B | Test10043 | 10087 | C | NOS.
OV-AP-NM-20-N:OV2500 NM R4 LIC - LIC. 20 AP-NEW (SL167) | I034502 | Sales Relat Ser | B | Test10044 | 10088 | C | NOS.
OV-AP-NM-50-N:OV2500 NM R4 LIC - LIC (SL167) | I034503 | Sales Relat Ser | B | Test10045 | 10089 | C | NOS.
OV-GA-500-N:OV2500 GA R4 LIC-LIC500 GA-NEW FOR GUEST (SL167) | I034504 | Sales Relat Ser | B | Test10046 | 10090 | C | NOS.
PW5N-OV4START:5YR 24X7 PARTNER SUPPORT SOFTWARE (SL167) | I034505 | Sales Relat Ser | B | Test10047 | 10091 | C | NOS.
PW5N-OVAPNM10N:5YR 24X7 PARTNER SUPPORT SW FOR OV2500(SL167) | I034506 | Sales Relat Ser | B | Test10048 | 10092 | C | NOS.
PW5N-OVAPNM20N:5YR 24X7 PARTNER SUPPORT SW FOR OV2500(SL167) | I034507 | Sales Relat Ser | B | Test10049 | 10093 | C | NOS.
PW5N-OVAPNM50N:5YR 24X7 PARTNER SUPPORT SW FOR OV2500(SL167) | I034508 | Sales Relat Ser | B | Test10050 | 10094 | C | NOS.
PW5N-OVGA500N:5YR 24X7 PARTNER SUPPORT SW FOR OV2500(SL167) | I034509 | Sales Relat Ser | B | Test10051 | 10095 | C | NOS.
IP BASED WIRELESS ADDRESSABLE SMOKE DETECTOR | I034510 | OSURVLNCE | A | Test10052 | 10096 | C | NOS.
IP BASED WIRELESS ADDRESSABLE MANUAL CALL POINT | I034511 | OSURVLNCE | A | Test10053 | 10097 | C | NOS.
SUN-ODB-RM2C-48SC:FIBER OPTIC TERMINAL BOX(SL168) | I034512 | SOPFIBRNTWK | A | Test10054 | 10098 | C | NOS.
SUN-SC-SM-AD:FIBER OPTIC ADAPTOR(SL168) | I034513 | SOPFIBRNTWK | A | Test10055 | 10099 | C | NOS.
SUN-SC-1M-SM-SX-0.9P: FIBER OPTIC PIGTAIL(SL168) | I034514 | SOPFIBRNTWK | A | Test10056 | 10100 | C | NOS.
SUN-ODB-RM2C-24SC: FIBER OPTIC TERMINAL BOX (SL168) | I034515 | SOPFIBRNTWK | A | Test10057 | 10101 | C | NOS.
SUN-ODB-RM2C-12SC: FIBER OPTIC TERMINAL BOX (SL168) | I034516 | SOPFIBRNTWK | A | Test10058 | 10102 | C | NOS.
SUN-DSC-2M-DLC-SM--D1X-2P-FIBER OPTIC PATCHCORD(SL168) | I034517 | SOPFIBRNTWK | A | Test10059 | 10103 | C | NOS.
SUN-DSC-1M-DLC-SM--D1X-2P:FIBER OPTIC PATCHCORD(SL168) | I034518 | SOPFIBRNTWK | A | Test10060 | 10104 | C | NOS.
SUN-CMU-1U:CABLE MANAGEMENT(SL168) | I034519 | SOPFIBRNTWK | A | Test10061 | 10105 | C | NOS.
SUN-CAT6-1M-UTP-7/0.2-BK-PVC:CAT6 PATCHCORD(SL168) | I034520 | SOPFIBRNTWK | A | Test10062 | 10106 | C | NOS.
SUN-TIE-100-25M-BK:VALCRO TIE(SL168) | I034521 | SOPFIBRNTWK | A | Test10063 | 10107 | C | Roll
SUN-TK100S:FIBER OPTIC TOOL KIT(SL168) | I034522 | SOPFIBRNTWK | A | Test10064 | 10108 | C | NOS.
SUN-TK100P:FIBER OPTIC TOOL KIT(SL168) | I034523 | SOPFIBRNTWK | A | Test10065 | 10109 | C | NOS.
TRANSPORT CHARGES | I034524 | VLOCTRDH | B | Test10066 | 10110 | C | NOS.
FG-101E:20 XGE RJ45 PORTS (INCLUDING 2XWAN PORTS,(SP200) | I034525 | SMODROUT | A | Test10067 | 10111 | C | NOS.
FC-10-00119-950-02-12:UNIFIED (UTM) PROTCTN 24X7 APPL(SP200) | I034526 | Sales Relat Ser | B | Test10068 | 10112 | C | NOS.
CBS R2 DATA MIGRATION CONSULTANCY – AFFAZ | I034527 | Cap Related Ser | A | Test10069 | 10113 | C | NOS.
CBS R2 DATA MIGRATION CONSULTANCY – AFFAZ | I034528 | Cap Related Ser | B | Test10070 | 10114 | C | NOS.
RECTIFIER 48V/16A 230V | I034529 | OPABXSPR | A | Test10071 | 10115 | C | NOS.
RC INTERNATIONAL ELECTROMECHANICAL RACK HANDLE LOCK 12-24V D | I034530 | SINSTMAT | A | Test10072 | 10116 | C | NOS.
BEP2-OA:BIOENTRY 2 | I034531 | SINSTMAT | A | Test10073 | 10117 | C | NOS.
RAPIDE 40 B125 550X325X40MM SINGLE PIECE | I034532 | CMISC | A | Test10074 | 10118 | C | NOS.
M-806281:KYOUTOU SET(12S) | I034533 | COPFIBRNTWK | A | Test10075 | 10119 | C | NOS.
M-806291 HEATER BASE SET | I034534 | COPFIBRNTWK | A | Test10076 | 10120 | C | NOS.
M-806218 SHEET KEY ASSY | I034535 | COPFIBRNTWK | A | Test10077 | 10121 | C | NOS.
ELCT2-12:12S | I034536 | COPFIBRNTWK | A | Test10078 | 10122 | C | NOS.
TREETOP CONTRACT RENEWAL FOR 1 YR (200669352 & 200672068) | I034537 | Sales Relat Ser | B | Test10079 | 10123 | C | NOS.
SUN-ODB-RM2C- 12C: FIBER OPTIC TERMINAL BOX | I034538 | OCRITICAL-ITEMS | A | Test10080 | 10124 | C | NOS.
LAMINATE TRENDTIME 5 ZINC 30 SATIN FINISH | I034539 | OSITEMAINT | A | Test10081 | 10125 | C | NOS.
INSTALLATION CHARGES | I034540 | VOTHUTSE | B | Test10082 | 10126 | C | NOS.
H10 MINI CAMERA 1080P | I034541 | OSURVLNCE | A | Test10083 | 10127 | C | NOS.
5G TRIALS,USE CASES AND COMMERCIAL IMPLEMENTATIONS | I034542 | VCONSULT | B | Test10084 | 10128 | C | NOS.
RIGHT TO PDF | I034543 | VCONSULT | B | Test10085 | 10129 | C | NOS.
EUFY SMART SCALE C1 WITH BLUETOOTH,L LED WEIGHT/BODY FAT/BMI | I034544 | OMISC | A | Test10086 | 10130 | C | NOS.
FG-301E:18XGE RJ45 P,16XGE SFP SLOTS SPU NP6 & CP9 HW | I034545 | SOPFIBRNTWK | A | Test10087 | 10131 | C | NOS.
FC-10-00307-950-02-12:UTM PROTECTION 24X7 FORTICARE+ APPLICA | I034546 | Sales Relat Ser | B | Test10088 | 10132 | C | NOS.
FG-500E:2X10E SFP+SLOTS 10XGE RJ45PORTS(SL170) | I034547 | SMODROUT | A | Test10089 | 10133 | C | NOS.
FC-10-0500E-900-02-36:UTM PROTECTION 8X5 FORTICARE+(SL170) | I034548 | Sales Relat Ser | B | Test10090 | 10134 | C | NOS.
A0027-002-001-001-001-1:IG4210-1000 CONCURRENT DEVICE(SL170) | I034549 | SMODROUT | A | Test10091 | 10135 | C | NOS.
A0022-001-001-001-001-1:ACCOUNT PRINTER (AP 2100) (SL170) | I034550 | SPRNTRS | A | Test10092 | 10136 | C | NOS.
A0022-004-001-001-001-1:PRINTER PAPER FOR AP2100X10(SL170) | I034551 | SSTNMAT | A | Test10093 | 10137 | C | NOS.
MOTHERBOARD - PTS18WLFAP_V2 LOADED WITH FIRMWARE | I034552 | OPCACSRS | A | Test10094 | 10138 | C | NOS.
OMNIPCX ENTERPRISE SOFTWARE UPGRADE | I034553 | VREPPABX | B | Test10095 | 10139 | C | NOS.
CAR REPAIR TOOL FUEL PUMP FOR MIKUNI 491922 691034 692313 80 | I034554 | OSPRVEHBT | A | Test10096 | 10140 | C | NOS.
ASUS TP201S-AFV0024D NOTEBOOK GREY¦CELERON N3060/4GB/500GB | I034555 | OLPTPCMPT | A | Test10097 | 10141 | C | NOS.
DELL XPS 15(9570) | I034556 | CLPTPCMPT | A | Test10098 | 10142 | C | NOS.
TREETOP CONTRACT RENEWAL FOR 1 YR (200585424) | I034557 | Sales Relat Ser | B | Test10099 | 10143 | C | NOS.
TREETOP CONTRACT RENEWAL FOR 1 YR (200711483) | I034558 | Sales Relat Ser | B | Test10100 | 10144 | C | NOS.
HISENSE 4K UHD 50" TV | I034559 | CMISC | A | Test10101 | 10145 | C | NOS.
HISENSE 4K UHD 50" TV | I034560 | SMISC | A | Test10102 | 10146 | C | NOS.
3EH02126AA:ALCATEL-LUCENT OXO CONNECT LARGE - 220V | I034561 | OCRITICAL-ITEMS | A | Test10103 | 10147 | C | NOS.
HISENSE 4K UHD 50" TV | I034562 | SMISC | A | Test10104 | 10148 | C | NOS.
S22-S104-3000:RUCKUS PARTNER WATCHDOG SUPPORT RENEWAL 3Y | I034563 | Sales Relat Ser | B | Test10105 | 10149 | C | NOS.
S22-0001-3LSG:RUCKUS PARTNER WATCHDOG SUPPORT RENEWAL PER 3Y | I034564 | Sales Relat Ser | B | Test10106 | 10150 | C | NOS.
SCREWDRIVER (-) 157/-6.0/153/6.0 89414A | I034565 | OTOOLS | A | Test10107 | 10151 | C | NOS.
INSULATED SCREWDRIVER PLUS PH3X150 | I034566 | OTOOLS | A | Test10108 | 10152 | C | NOS.
SOLDER WIRE 63% 250G. DIA 1.0MM- 8PK-033K | I034567 | OTOOLS | A | Test10109 | 10153 | C | NOS.
24 PCS 1/4" DRIVER SOCKET TOOL SET | I034568 | OTOOLS | A | Test10110 | 10154 | C | NOS.
A0020-044-001-001001-1:IG 4210 / 4200(S/NO.:FB291H2 (IG 42)) | I034569 | V-INST-MAT | B | Test10111 | 10155 | C | NOS.
FC-10-00116-950-02-12:UTM PROTECTION 100D(FORTICARE+APP CONT | I034570 | Sales Relat Ser | B | Test10112 | 10156 | C | NOS.
TANK & VALVE ASSMBLY W/LM,850IB,EMPTY(SPECIFY FILL:379-851LB | I034571 | CSITEMAINT | A | Test10113 | 10157 | C | NOS.
NOVEC 1230 FIRE PROTECTION FLUID,FACTORY FIIL PER LB | I034572 | CSITEMAINT | A | Test10114 | 10158 | C | NOS.
TANK BRACKET ASSEMBLY(FITS 850 LB.TANK) | I034573 | CSITEMAINT | A | Test10115 | 10159 | C | NOS.
SINGLE-TANK SWIVEL ADAPTOR,3IN.FLARE TO 3 IN.NPT | I034574 | CSITEMAINT | A | Test10116 | 10160 | C | NOS.
DISCHARGE HOSE/CHECK VALVE ASSEMBLY,3IN | I034575 | CSITEMAINT | A | Test10117 | 10161 | C | NOS.
LOCAL MANUAL ACTUATOR | I034576 | CSITEMAINT | A | Test10118 | 10162 | C | NOS.
ELECTRIC ACTUATOR SHIPPING ASSEMBLY | I034577 | CSITEMAINT | A | Test10119 | 10163 | C | NOS.
SWITCH, PRESSURE,DPST WEATHER PROOF | I034578 | CSITEMAINT | A | Test10120 | 10164 | C | NOS.
CYLINDER LOW PRESSURE SWITCH | I034579 | CSITEMAINT | A | Test10121 | 10165 | C | NOS.
WARNING PLATE (INSIDE) | I034580 | CSITEMAINT | A | Test10122 | 10166 | C | NOS.
WARNING PLATE (OUTSIDE) | I034581 | CSITEMAINT | A | Test10123 | 10167 | C | NOS.
NOZZLE, BRASS,DRILLED(1.0 IN.)-360 DEGREE | I034582 | CSITEMAINT | A | Test10124 | 10168 | C | NOS.
NOZZLE,BRASS,DRILLED(0.5 IN.)-360 DEGREE | I034583 | CSITEMAINT | A | Test10125 | 10169 | C | NOS.
NOZZLE,BRASS,DRILLED(2.0 IN.)-360 DEGREE | I034584 | CSITEMAINT | A | Test10126 | 10170 | C | NOS.
RELEASING CONTROL MODULE | I034585 | CSITEMAINT | A | Test10127 | 10171 | C | NOS.
ADDRESSABLE FIRE ALARM CONTROL PANEL(FACP) | I034586 | CSITEMAINT | A | Test10128 | 10172 | C | NOS.
ADDRESSABLE MINI MONITOR MODULE | I034587 | CSITEMAINT | A | Test10129 | 10173 | C | NOS.
ADDRESSABLE MANUAL RELEASING PULL STATION WITH ABORT SWITCH | I034588 | CSITEMAINT | A | Test10130 | 10174 | C | NOS.
BACK BOX | I034589 | CSITEMAINT | A | Test10131 | 10175 | C | NOS.
ADDRESSABLE RELAY MODULE | I034590 | CSITEMAINT | A | Test10132 | 10176 | C | NOS.
ADDRESSABLE SMOKE DETECTORS | I034591 | CSITEMAINT | A | Test10133 | 10177 | C | NOS.
DETECTOR BASE | I034592 | CSITEMAINT | A | Test10134 | 10178 | C | NOS.
FIRE ALARM SOUNDER WITH BACK BO | I034593 | CSITEMAINT | A | Test10135 | 10179 | C | NOS.
ADDRESSABLE CONTROL MODULE | I034594 | CSITEMAINT | A | Test10136 | 10180 | C | NOS.
FIRE ALARM SOUNDER STROBE WITH BACK BOX | I034595 | CSITEMAINT | A | Test10137 | 10181 | C | NOS.
ADDRESSABLE ASPIRATION DETECTOR | I034596 | CSITEMAINT | A | Test10138 | 10182 | C | NOS.
FLUSH CAPILLARY SAMPLING POINT | I034597 | CSITEMAINT | A | Test10139 | 10183 | C | NOS.
END CAP | I034598 | CSITEMAINT | A | Test10140 | 10184 | C | NOS.
POWER SUPPLY | I034599 | CSITEMAINT | A | Test10141 | 10185 | C | NOS.
FG-3200D:48X10GE SFP+SLOTS,2XGE RJ45 MNGMNT,SPU NP6(SL169) | I034600 | SMODROUT | A | Test10142 | 10186 | C | NOS.
FC-10-03200-950-02-60:UTM PROTECTION(24X7 FORTICARE(SL169) | I034601 | Sales Relat Ser | B | Test10143 | 10187 | C | NOS.
FG-TRAN-SFP+LR:10GE SFP+TRANSCEIVER MODULE LONG RANGE(SL169) | I034602 | SMODROUT | A | Test10144 | 10188 | C | NOS.
FG-TRAN-GC:1GE SFP RJ45 TRANSCEIVER MODULE(SL169) | I034603 | SMODROUT | A | Test10145 | 10189 | C | NOS.
GXP 1628:2-LINE HD IP PHONE W/ POE + GIGABIT(SL169) | I034604 | STELEEQ | A | Test10146 | 10190 | C | NOS.
GXP2170:12 LINES,6 SIP ACCOUNTS,POE+GIGE,COLOR(SL167) | I034607 | STELEEQ | A | Test10147 | 10191 | C | NOS.
CIVIL WORK (761202) | I034609 | VRECSPAR | B | Test10148 | 10192 | C | NOS.
PACKING (WOODEN CRATE, EXPORT GRADE) | I034610 | Cap Related Ser | B | Test10149 | 10193 | C | NOS.
OS6450-P10 GIGABIT ETHERNET CHASSIS. 8 POE RJ-45 10/100/1000 | I034611 | SOTHTELEQ | A | Test10150 | 10194 | C | NOS.
OS6350-RM-19-L SIMPLE L-BRACKET FOR MOUNTING A SINGLE (SL169 | I034613 | SOTHTELEQ | A | Test10151 | 10195 | C | NOS.
OS6450-P24 GIGABIT ETHERNET 1RU CHASSIS. 24 POE (SL169) | I034614 | SOTHTELEQ | A | Test10152 | 10196 | C | NOS.
OS6450-P48 GIGABIT ETHERNET 1RU CHASSIS. 48 POE (SL169) | I034615 | SOTHTELEQ | A | Test10153 | 10197 | C | NOS.
OS6860E-24 GIGE L3 CHASSIS WITH 24 10/100/1000 RJ-45,(SL169) | I034617 | SOTHTELEQ | A | Test10154 | 10198 | C | NOS.
OS6860-CBL-300 OS6860 20 GIGABIT DIRECT ATTACHED (SL169) | I034618 | SOTHTELEQ | A | Test10155 | 10199 | C | NOS.
PP5N-OS6450-10 5YR PARTNER SUPPORT PLUS FOR OS6450 (SL169) | I034620 | Sales Relat Ser | B | Test10156 | 10200 | C | NOS.
PP5N-OS6450 5YR SUPPORT PLUS FOR ALL OS6450 24 AND 48(SL169) | I034621 | Sales Relat Ser | B | Test10157 | 10201 | C | NOS.
PP5N-OS6860 5YR PARTNER SUPPORT PLUS FOR ALL OS6860 (SL169) | I034622 | Sales Relat Ser | B | Test10158 | 10202 | C | NOS.
SFP-GIG-LX 1000BASE-LX GIGABIT ETHERNET OPTICAL (SL169) | I034623 | SOTHTELEQ | A | Test10159 | 10203 | C | NOS.
SFP-10G-LR 10 GIGABIT OPTICAL TRANSCEIVER SFP+). (SL169) | I034624 | SOTHTELEQ | A | Test10160 | 10204 | C | NOS.
EGL-FG-TRN FORTINET (FORTIGATE) FIREWALL ADMINISTRA (169) | I034625 | Sales Relat Ser | A | Test10161 | 10205 | C | NOS.
AGR-8106-SMK:SINGLE LINE CORDLESS TELEPHONE WITH DUAL KEYPAD | I034628 | OTELEEQ | A | Test10162 | 10206 | C | NOS.
AGR-8106-SPB:SINGLE LINE CORDLESS HANDSET WITH STAND-UP BASE | I034629 | OTELEEQ | A | Test10163 | 10207 | C | NOS.
CHANNEL LOGO CHANGE REQUEST IMPLEMENTATION | I034630 | V-CONT-COST | B | Test10164 | 10208 | C | NOS.
DATA CAMP ANNUAL SUBSCRIPTION | I034631 | VCONSULT | B | Test10165 | 10209 | C | NOS.
ASIGRA VAULT DEPLOYMENT (14HRS) | I034633 | Cap Related Ser | B | Test10166 | 10210 | C | NOS.
TB ONLINE STORAGE CAPACITY LICENSE ($2,048/TB/YEAR)WITH MAIN | I034634 | V-DC-Other Cost | B | Test10167 | 10211 | C | NOS.
10 TB RECOVERY CAPACITY LICENSE ($2,048/TB/YEAR) (RPS=10)WIT | I034635 | V-DC-Other Cost | B | Test10168 | 10212 | C | NOS.
DS-NOC TOOL FOR 10 TB ONLINE STORAGE CAPACITY ($20,000/YEAR | I034636 | V-DC-Other Cost | B | Test10169 | 10213 | C | NOS.
REPLICATION LICENSE FOR 10 TB ONLINE STORAGE CAPACITY ($20,0 | I034637 | V-DC-Other Cost | B | Test10170 | 10214 | C | NOS.
TWO X 2U ASIGRA TRUENAS X20 WITH SINGLE CONTROLLER, 12 X 3.5 | I034638 | CSRVRACS | A | Test10171 | 10215 | C | NOS.
CONFIGURE RESELLER ON DS-NOC/DS-BILLING (X1) 4HRS | I034639 | Cap Related Ser | B | Test10172 | 10216 | C | NOS.
902-0162-XXYY:POE ADAPTER | I034640 | OSURVLNCE | A | Test10173 | 10217 | C | NOS.
LETTER HEAD-OTHER | I034641 | OSTNMAT | A | Test10174 | 10218 | C | NOS.
DIESEL GENERATING SET MODEL DGS-CM-1000 | I034642 | CGENTSP | A | Test10175 | 10219 | C | NOS.
FUEL PIPEWORK C/W FITTINGS & FUEL SHUTDOWN | I034643 | CGENTSP | A | Test10176 | 10220 | C | NOS.
POWER CABLES GENERATORS TO GCP | I034644 | CGENTSP | A | Test10177 | 10221 | C | NOS.
POWER CABLES GCP TO MCP | I034645 | CGENTSP | A | Test10178 | 10222 | C | NOS.
POWER CABLES TO TXF | I034646 | CGENTSP | A | Test10179 | 10223 | C | NOS.
CONTROL CABLES FROM GEN. TO GCP/GCP TO MCP | I034647 | CGENTSP | A | Test10180 | 10224 | C | NOS.
EXT. EXHAUST PIPE ACCESSORIES | I034648 | CGENTSP | A | Test10181 | 10225 | C | NOS.
RADIATOR OUTLET ATTENUATORS | I034649 | CGENTSP | A | Test10182 | 10226 | C | NOS.
MAINS CONTROL PANEL | I034650 | CGENTSP | A | Test10183 | 10227 | C | NOS.
FINAL ACCEPTANCE TEST | I034651 | Cap Related Ser | B | Test10184 | 10228 | C | NOS.
SAMSUNG GALAXY S10 BLACK 128GB | I034652 | POSG12 | A | Test10185 | 10229 | A | NOS.
SAMSUNG GALAXY S10 BLUE 128GB | I034653 | POSG12 | A | Test10186 | 10230 | A | NOS.
SAMSUNG GALAXY S10 WHITE 128GB | I034654 | POSG12 | A | Test10187 | 10231 | A | NOS.
SAMSUNG GALAXY S10+ BLACK 128G | I034655 | POSG12 | A | Test10188 | 10232 | A | NOS.
SAMSUNG GALAXY S10+ BLUE 128GB | I034656 | POSG12 | A | Test10189 | 10233 | A | NOS.
SAMSUNG GALAXY S10+ WHITE 128G | I034657 | POSG12 | A | Test10190 | 10234 | A | NOS.
SAMSUNG GALAXY S10+ BLACK 512G | I034658 | POSG12 | A | Test10191 | 10235 | A | NOS.
SAMSUNG GALAXY S10+ WHITE 512G | I034659 | POSG12 | A | Test10192 | 10236 | A | NOS.
SAMSUNG GALAXY S10+ BLACK 1TB | I034660 | POSG12 | A | Test10193 | 10237 | A | NOS.
SAMSUNG GALAXY S10+ WHITE 1TB | I034661 | POSG12 | A | Test10194 | 10238 | A | NOS.
ACER TC865-8400F | I034662 | CLPTPCMPT | A | Test10195 | 10239 | C | NOS.
GALAXY BUDS- BLACK | I034663 | POSG12 | A | Test10196 | 10240 | C | NOS.
GALAXY BUDS- WHITE | I034664 | POSG12 | A | Test10197 | 10241 | C | NOS.
C4 SENSOR-VRV | I034665 | OSITEMAINT | A | Test10198 | 10242 | C | NOS.
PLESK WEB ADMIN EDITION | I034666 | VMANGSER | B | Test10199 | 10243 | C | NOS.
OPL69119:TELEDEX OPAL 1 LINE TRIMLINE / MWL-ASH W/O FACE PLA | I034667 | OTELEEQ | A | Test10200 | 10244 | C | NOS.
MAILGUN SMTP - PRODUCTION 500K PLAN | I034668 | VCOMSUPT | B | Test10201 | 10245 | C | NOS.
A0020-008-001-001-001-1:250 DEVICE LICENSE UPGRADE(>3000LIC) | I034669 | V-I'NET-SEC-SER | B | Test10202 | 10246 | C | NOS.
SUUNTO CLINOMETER PM5360PC | I034670 | CMISC | A | Test10203 | 10247 | C | NOS.
OMNIPCX ENTERPRISE SOFTWARE(SL171) | I034671 | Sales Relat Ser | B | Test10204 | 10248 | C | NOS.
3EH73042AC:AFU-1 DAUGHTERCARD FOR AUXILIARIES CONNECT(SL171) | I034672 | SPABXSPR | A | Test10205 | 10249 | C | NOS.
3EH73084AF: CPU APPLICATIVE BOARD (GA-3 BOARD)(SL171) | I034673 | SPABXSPR | A | Test10206 | 10250 | C | NOS.
3BA03215AA GENERIC POWER CORD (SL171) | I034674 | SPABXSPR | A | Test10207 | 10251 | C | NOS.
3EH75001AB MR3 MOUNTING KIT (SL171) | I034675 | SPABXSPR | A | Test10208 | 10252 | C | NOS.
3EH76034AA BLIND SLOT STIFFENER (SL171) | I034676 | SPABXSPR | A | Test10209 | 10253 | C | NOS.
3EU27009AA 4XV24 OVER IP BOX (230V) (SL171) | I034677 | SPABXSPR | A | Test10210 | 10254 | C | NOS.
3BA00813AA:OMNIPCX ENTERPRISE BASIC PACKAGE COMMON HW(SL171) | I034678 | SPABXSPR | A | Test10211 | 10255 | C | NOS.
3BA27860AD:OMNIPCX ENTERPRISE R12.2 DVD-R(SL171) | I034679 | SPABXSPR | A | Test10212 | 10256 | C | NOS.
3MG27201AA 8018 DESKPHONE W/O RJ45 CABLE (SL171) | I034680 | SPABXSPR | A | Test10213 | 10257 | C | NOS.
3MG27202WW: 8028S PREMIUM DESKPHONE WW(SL171) | I034681 | SPABXSPR | A | Test10214 | 10258 | C | NOS.
3MG27203WW:8058S PREMIUM DESKPHONE WW(SL171) | I034682 | SPABXSPR | A | Test10215 | 10259 | C | NOS.
3MG08004AA 8001 DESKPHONE (SL171) | I034683 | SPABXSPR | A | Test10216 | 10260 | C | NOS.
3BA27768AA:USB DONGLE(SL171) | I034684 | SPABXSPR | A | Test10217 | 10261 | C | NOS.
AVX-8108-SMBU:ONE-LINE ANALOG CORDLESS SPEAKERPHONE/USB CHAR | I034685 | OTELEEQ | A | Test10218 | 10262 | C | NOS.
3BA03241RB:4059EE IP ENGLISH ATTENDANT PACK INCLUDING(SL171) | I034686 | SPABXSPR | A | Test10219 | 10263 | C | NOS.
3BA27784AB:VIRTUALIZED LICENSE SRVR SW MEDIA KIT DVD-R(SL171 | I034687 | SPABXSPR | A | Test10220 | 10264 | C | NOS.
3BA09001KA:VERTICAL PRODUCTS - FIRST SALE(SL171) | I034688 | SPABXSPR | A | Test10221 | 10265 | C | NOS.
SC 260-SENNHEISER:HEADSET BINAURAL WITH ED FOR WIDEBAND & NA | I034689 | OTELEEQ | A | Test10222 | 10266 | C | NOS.
CSTD 01-SENNHEISER:STANDARD HEADSET CONNECTION CABLE WITH ST | I034690 | OTELEEQ | A | Test10223 | 10267 | C | NOS.
CABLE 4C X 95MM2 CU/XLPE/PVC | I034691 | CPWRCABLE | A | Test10224 | 10268 | C | Mtr
OSG10G3001:PON TRANSCEIVER SFP 1270NM(RX)1577NM(TX) | I034692 | CMSANEQACC | A | Test10225 | 10269 | C | NOS.
H801XGBD:8 PORTS 10G GPON OLT INTERFACE BOARD | I034693 | CMSANEQACC | A | Test10226 | 10270 | C | NOS.
H80SCUN017:SCUN V800R017 SYSTEM SOFTWARE PACKAGE | I034694 | Cap Related Ser | B | Test10227 | 10271 | C | NOS.
FBEXWDM18011:CEX MODULE FOR GPON, XG-PON & NG-PON2-INDOOR-6* | I034695 | CMSANEQACC | A | Test10228 | 10272 | C | NOS.
FBEBWDM00400:SUBRACK FOR WDM1R-4 SLOTS-43.6*442*245MM-NC PUR | I034696 | CMSANEQACC | A | Test10229 | 10273 | C | NOS.
TNFB000ASM01:1U FIBER STORAGE | I034697 | CMSANEQACC | A | Test10230 | 10274 | C | NOS.
F0PCD2202:PATCH CORD-SC/APC-SC/APC-SINGLE MODE-G.657A2-2MM-1 | I034698 | CMSANEQACC | A | Test10231 | 10275 | C | NOS.
SCUPC-SCAPC-S-3B:PATCH CORD,SC/UPC,SC/APC,SM,G.657A2,2MM 3M | I034699 | CMSANEQACC | A | Test10232 | 10276 | C | NOS.
H80S010GPON01:XGPON PORT LICENSE ,BASED ON PER XGPON PORT | I034700 | Cap Related Ser | B | Test10233 | 10277 | C | NOS.
H80S010GPON02:XGPON ONT BASIC ACCESS LICENS,BASED ON PER ONT | I034701 | Cap Related Ser | B | Test10234 | 10278 | C | NOS.
SUN-FH-12C-TP05:FIBER HOLDER | I034702 | COPFIBRNTWK | A | Test10235 | 10279 | C | NOS.
T&M SERVICE FOR ORACLE RESOURCES FOR CBS | I034703 | Cap Related Ser | B | Test10236 | 10280 | C | NOS.
GXV3370:IP VIDEO PHONE FOR ANDROID | I034704 | OTELEEQ | A | Test10237 | 10281 | C | NOS.
LOAD TRANSFER SWITCH 16A C20 INPUT 6 WAY C13 AND 1 WAY C19 | I034705 | OPWR SYSTEM | A | Test10238 | 10282 | C | NOS.
FC-10-00090-900-02-12:UNIFIED (UTM) PROTECTION (8X5 FORTICAR | I034706 | V-PABX Others | B | Test10239 | 10283 | C | NOS.
FC-10-00090-950-02-12:UNIFIED (UTM) PROTECTION (24X7 FORTICA | I034707 | V-PABX Others | B | Test10240 | 10284 | C | NOS.
MICROSOFT SOFTWARES SUPPORT | I034708 | VCOMSUPT | B | Test10241 | 10285 | C | NOS.
EA021000S08D:TELEDEX E100-1LINE ANALOGUE 8 MEMORY BUTTON ASH | I034709 | OTELEEQ | A | Test10242 | 10286 | C | NOS.
WI-FI PHOTO SMOKE DETECTOR | I034710 | OSURVLNCE | A | Test10243 | 10287 | C | NOS.
WIFI BULB | I034711 | OMISC | A | Test10244 | 10288 | C | NOS.
WIFI SMART SOCKET | I034712 | OMISC | A | Test10245 | 10289 | C | NOS.
PHOTO DOORBELL | I034713 | OSURVLNCE | A | Test10246 | 10290 | C | NOS.
VIDEO DOORBELL | I034714 | OSURVLNCE | A | Test10247 | 10291 | C | NOS.
NETGEAR 5 PORT GIGABIT ETHERNET SWITCH | I034716 | OMODROUT | A | Test10248 | 10292 | C | NOS.
NETGEAR 16-PORT GIGABIT ETHERNET DESKTOP SWITCH (GS316) | I034717 | OMODROUT | A | Test10249 | 10293 | C | NOS.
BK650-AS:APC UPS CS 650VA 230V USB & SERIAL TOWER UPS | I034718 | OSRVRACS | A | Test10250 | 10294 | C | NOS.
LIVEENGAGE CUSTOMER SUCCESS OFFERING | I034719 | VCOMSUPT | B | Test10251 | 10295 | C | NOS.
ADDITIONAL DEVELOPMENT ON AX – DISPOSAL WORK FLOW | I034720 | VCOMSUPT | B | Test10252 | 10296 | C | NOS.
W2-O-3600-FCC-INT | I034721 | OMOBSWEQ | A | Test10253 | 10297 | C | NOS.
AIRMUX-400/ODU/F3XF/100M/INT | I034722 | OMOBSWEQ | A | Test10254 | 10298 | C | NOS.
AIRMUX-400/IDUE/4TDM (A) | I034723 | OMOBSWEQ | A | Test10255 | 10299 | C | NOS.
FIRE EXTINGUISHERS HORN/LARGE | I034724 | OHEALTHSAFETY | A | Test10256 | 10300 | C | NOS.
MXK-GPONX8-IO3:MXK LINE CARD W/ 8PRT-GPON SFP OPTICS | I034725 | COPFIBRNTWK | A | Test10257 | 10301 | C | NOS.
COVER, WATER PUMP HOUSING P/N:6E5443120000 | I034726 | OENGSPARES | A | Test10258 | 10302 | C | NOS.
BOLT P/N:9010510M0000 | I034727 | OENGSPARES | A | Test10259 | 10303 | C | NOS.
LIVEENGAGE BASIC BOT ACCELERATOR PACKAGE | I034728 | Cap Related Ser | B | Test10260 | 10304 | C | NOS.
LIVEENGAGE ULTIMATE 30 ULTIMATE USERS | I034729 | VCOMSUPT | B | Test10261 | 10305 | C | NOS.
OMNIPCX ENTERPRISE SOFTWARE UPGRADE(SL174) | I034730 | Sales Relat Ser | B | Test10262 | 10306 | C | NOS.
UNIFI US-8-150W MANAGED 8-POE+GIGABIT SWITCH WITH SFP | I034731 | OMODROUT | A | Test10263 | 10307 | C | NOS.
UAP-AC-M:DUAL BAND INDOOR/OUTDOOR WIFI AP WITH PLAY MESH TEC | I034732 | OMODROUT | A | Test10264 | 10308 | C | NOS.
HP COLOR LASERJET PRO MFP M281FDW | I034733 | CMISC | A | Test10265 | 10309 | C | NOS.
PLC SPLITTER 1X4 2.0MM LC CONNECTOR 1M | I034734 | CINSTMAT | A | Test10266 | 10310 | C | NOS.
PLC SPLITTER 1X2 2.0MM LC CONNECTOR 1M | I034735 | CINSTMAT | A | Test10267 | 10311 | C | NOS.
SCORE BOARD | I034736 | OMISC | A | Test10268 | 10312 | C | NOS.
LGX SPLITTER SC UPC 1X32 | I034737 | CINSTMAT | A | Test10269 | 10313 | C | NOS.
LGX SPLITTER SC UPC 1X8 | I034738 | CINSTMAT | A | Test10270 | 10314 | C | NOS.
LGX SPLITTER SC UPC 1X4 | I034739 | CINSTMAT | A | Test10271 | 10315 | C | NOS.
BALL CARRYING NET | I034740 | OMISC | A | Test10272 | 10316 | C | NOS.
FUTSAL GOAL NET | I034741 | OMISC | A | Test10273 | 10317 | C | NOS.
BALL PUMP | I034742 | OMISC | A | Test10274 | 10318 | C | NOS.
SUN-1000SS1513-20SC-E-M:FIBER OPTIC MEDIA CONVERTER(SL169) | I034743 | SOPFIBRNTWK | A | Test10275 | 10319 | C | NOS.
SUN-1000SS1315-20SC-E-M-DC48:FIBER OPTICAL MEDIA CNVTR(SL169 | I034744 | SOPFIBRNTWK | A | Test10276 | 10320 | C | NOS.
SEAT COVER ROUND SHAPE SOFT CLOSED WITH CLICK FUNCTION | I034745 | OFURNITURE | A | Test10277 | 10321 | C | NOS.
TANK FIXING BOLT(PAIR) C96014 | I034746 | OFURNITURE | A | Test10278 | 10322 | C | NOS.
3363541:PRTG XL1/UNLIMITED(UPGRADE-2500)36 MAINT MONTH(SL169 | I034747 | Sales Relat Ser | B | Test10279 | 10323 | C | NOS.
22441:PRTG XL1/UNLIMITED - 24 MAINTENANCE MONTHS(SL169) | I034748 | Sales Relat Ser | B | Test10280 | 10324 | C | NOS.
LUG SLEEVE 6MM2(BLACK) | I034749 | CINSTMAT | A | Test10281 | 10325 | C | NOS.
SUSPENSION BRACKET | I034750 | OINSTMAT | A | Test10282 | 10326 | C | NOS.
3BA00758AA PACK INCL.1 GA3 BOARD/1 ADDTNL ARMADA BOARD(SL174 | I034751 | SPABXSPR | A | Test10283 | 10327 | C | NOS.
3EH73042AC:AFU-1 DAUGHTERCARD FOR AUXILIARIES CONNECT(SL174) | I034752 | SPABXSPR | A | Test10284 | 10328 | C | NOS.
3EH73092AB:ANALOG INTERFACES BOARD SLI16-2 :16 ANALOG(SL174) | I034753 | SPABXSPR | A | Test10285 | 10329 | C | NOS.
3EH73092AC ANALOG INTERFACES BOARD SLI8-2 :8ANALOG IFS(SL174 | I034754 | SPABXSPR | A | Test10286 | 10330 | C | NOS.
3BA00834AA:OMNIPCX IP MEDIA SERVER 110/230V ONE RACK(SL174) | I034755 | SPABXSPR | A | Test10287 | 10331 | C | NOS.
3BA03215AA GENERIC POWER CORD (SL174) | I034756 | SPABXSPR | A | Test10288 | 10332 | C | NOS.
3EH75001AB-MOUNTING KIT FOR RACK 3(SL174) | I034757 | SPABXSPR | A | Test10289 | 10333 | C | NOS.
3EH75007AA:MOUNTING KIT FOR RACK 1(SL174) | I034758 | SPABXSPR | A | Test10290 | 10334 | C | NOS.
3EH76034AA BLIND SLOT STIFFENER (SL174) | I034759 | SPABXSPR | A | Test10291 | 10335 | C | NOS.
3EU27009AA 4XV24 OVER IP BOX (230V) (SL174) | I034760 | SPABXSPR | A | Test10292 | 10336 | C | NOS.
3BA00827AA:OMNIPCX ENT BASIC PKG CM HW,CS-3 CPU BOARD(SL174) | I034761 | SPABXSPR | A | Test10293 | 10337 | C | NOS.
3MG27201AB:8018 DESKPHONE MOON GREY NOE-SIP(SL174) | I034762 | SPABXSPR | A | Test10294 | 10338 | C | NOS.
3MG27202WW: 8028S PREMIUM DESKPHONE WW(SL174) | I034763 | SPABXSPR | A | Test10295 | 10339 | C | NOS.
3MG27203WW:8058S PREMIUM DESKPHONE WW(SL174) | I034764 | SPABXSPR | A | Test10296 | 10340 | C | NOS.
3MG27210AA:WALL MOUNTNG KIT FOR 8018 & 8019S DESKPHONE(SL174 | I034765 | SPABXSPR | A | Test10297 | 10341 | C | NOS.
3BA03241RB IP ATTENDANT 4059EE PACK ENGLISH (SL174) | I034766 | SPABXSPR | A | Test10298 | 10342 | C | NOS.
SS HOSE CLIPS 2" | I034767 | CINSTMAT | A | Test10299 | 10343 | C | NOS.
SS HOSE CLIPS 1-1/2" | I034768 | CINSTMAT | A | Test10300 | 10344 | C | NOS.
SILVER GASKET 4MM | I034769 | OINSTMAT | A | Test10301 | 10345 | C | sq. ft
MS SEAM ROUND PIPE 8”X5MM | I034770 | OINSTMAT | A | Test10302 | 10346 | C | ft
MS SEAM ROUND PIPE 10”X5MM | I034771 | OINSTMAT | A | Test10303 | 10347 | C | ft
HANGING ROD/WIRE 1100MM | I034772 | OSITEMAINT | A | Test10304 | 10348 | C | NOS.
ADJUSTABLE FIX SPRING | I034773 | OSITEMAINT | A | Test10305 | 10349 | C | NOS.
MAGNETIC DOOR LOCK | I034774 | OSITEMAINT | A | Test10306 | 10350 | C | NOS.
BRACKET FOR LOCK | I034775 | OSITEMAINT | A | Test10307 | 10351 | C | NOS.
MOTOROLA TLKR T80 (QUAD PACK) HANHELD TALKIES W/BATT | I034776 | OMISC | A | Test10308 | 10352 | C | NOS.
HUAWEI ECHOLIFE EG8280P | I034777 | OMODROUT | A | Test10309 | 10353 | C | NOS.
CONFERENCE ROOM HIRE | I034778 | VMAISPDS | B | Test10310 | 10354 | C | NOS.
REFRESHMENT | I034779 | VMAISPDS | B | Test10311 | 10355 | C | NOS.
TP-020628 TICO S/PA 1200 300 9.5MM S/PA 1.2 300 9.5 | I034780 | OGENTSP | A | Test10312 | 10356 | C | NOS.
TP-041625 TICO S/PA 1200 300 19.0MM S/PA 1.2 300 19.0 | I034781 | OGENTSP | A | Test10313 | 10357 | C | NOS.
BELLOW 10"X13" | I034782 | OGENTSP | A | Test10314 | 10358 | C | NOS.
EXHAUST BEND | I034783 | OGENTSP | A | Test10315 | 10359 | C | NOS.
HN8M028254:HN8254 XG-PON TERMINAL,SC/UPC,UK STANDARD ADAPTER | I034784 | COPFIBRNTWK | A | Test10316 | 10360 | C | NOS.
NAKIVO BACKUP & REPLICATION PRO ESSENTIALS-VMWARE & HYPER V | I034785 | VSUBSCRP | B | Test10317 | 10361 | C | NOS.
PLC SPLITTER 1X8 0.9MM NO CONNECTOR 1M | I034786 | CINSTMAT | A | Test10318 | 10362 | C | NOS.
FLEXIBLE ENGINE EXHAUST BELLOWS | I034787 | CGENTSP | A | Test10319 | 10363 | C | NOS.
LOOSE SUPPLY 2 X BS10 TABLE D FLANGES IN MILD STEEL | I034788 | CGENTSP | A | Test10320 | 10364 | C | NOS.
LOOSE SUPPLY 2 X 10"NB SFSM GASKETS TO BS10 TABLE D | I034789 | CGENTSP | A | Test10321 | 10365 | C | NOS.
MXK-F108-AC-UK:ROHS,REQ.MIN 2.5.4.020,MXK-F,1U 8GPON (SL173) | I034791 | SOPFIBRNTWK | A | Test10322 | 10366 | C | NOS.
MXK-GPON-SFP-B+-RSSI:MXK GPON SFP B+OPTIC SUP.DGTL (SL173) | I034792 | SOPFIBRNTWK | A | Test10323 | 10367 | C | NOS.
ZPON-JMPR-SC/APC-SC/UPC-SM-3M:PON FIBER JUMPER CABLE(SL173) | I034793 | SOPFIBRNTWK | A | Test10324 | 10368 | C | NOS.
SL-1U-MCM-C622DDWT-LM:1U RACK MOUNT SERVER (SL169) | I034794 | SSRVRS | A | Test10325 | 10369 | C | NOS.
WS-C3850-24T-S:CISCO CATALYST 3850 24 PRT DATA IP BASE(SL173 | I034795 | SOPFIBRNTWK | A | Test10326 | 10370 | C | NOS.
S3850UK9-166:UNIVERSAL(SL173) | I034796 | SSRVRACS | A | Test10327 | 10371 | C | NOS.
CAB-CONSOLE-USB:CON CBLE 6 FT WITH USB TYPE A & MINI-B(SL173 | I034797 | SINSTMAT | A | Test10328 | 10372 | C | NOS.
CAB-TA-UK:UNITED KINGDOM AC TYPE A POWER CABLE (SL173) | I034798 | SINSTMAT | A | Test10329 | 10373 | C | NOS.
STACK-T1-50CM:50CM TYPE 1 STACKING CABLE(SL173) | I034799 | SSRVRACS | A | Test10330 | 10374 | C | NOS.
CAB-SPWR-30CM:CATALYST 3750X & 3850 STACK POWER CBL(SL173) | I034800 | SSRVRACS | A | Test10331 | 10375 | C | NOS.
PWR-C1-350WAC:350W AC CONFIG 1 POWER SUPPLY(SL173) | I034801 | SSRVRACS | A | Test10332 | 10376 | C | NOS.
C3850-NM-4-1G:CISCO CATALYST 3850 4X 1GE NETWORK MODL(SL173) | I034802 | SSRVRACS | A | Test10333 | 10377 | C | NOS.
GLC-LH-SMD=:1000BASE-LX/LH SFP TRANSCEIVER MODULE, (SL173) | I034803 | SSRVRACS | A | Test10334 | 10378 | C | NOS.
CON-SNT-WSC384TS:SNTC-8X5XNBD CISCO CATALYST 3850 24P(SL173) | I034804 | SSRVRACS | A | Test10335 | 10379 | C | NOS.
C3850-24-L-S:C3850-24 LAN BASE-IP BASE E-DELIVERY LIC(SL173) | I034805 | Sales Relat Ser | B | Test10336 | 10380 | C | NOS.
C3850-DNA-OPTOUT:DNA SUBSCRIPTION OPTOUT(SL173) | I034806 | Sales Relat Ser | B | Test10337 | 10381 | C | NOS.
DELL VOSTRO 5481 I5 8TH GEN LAPTOP(SL169) | I034807 | SLPTPCMPT | A | Test10338 | 10382 | C | NOS.
DELO GOLD SAE 15W40 20L | I034808 | OSPRVEHBT | A | Test10339 | 10383 | C | NOS.
9602IPMWD5 1.9GHZ, 2L, 5GSK, MW, BLACK | I034810 | OTELEEQ | A | Test10340 | 10384 | C | NOS.
FG-TRAN-LX:1GE SFP LX TRANSCEIVER MODULE FOR ALL SYSTEMS | I034811 | OMODROUT | A | Test10341 | 10385 | C | NOS.
SFP 1000BASE-LX:SINGLE MODE TRNSCEIVR FOR DELL NETWORK SWITC | I034812 | OMODROUT | A | Test10342 | 10386 | C | NOS.
SFP 1000BASE-SX:MULTIMODE TRNSCEIVRS FOR DELL NETWORK SWITCH | I034813 | OMODROUT | A | Test10343 | 10387 | C | NOS.
SUN-DLC-2M-2ST-OM1-D1X-2P:LC/PC-ST/PC MM DUPLX PATCH CORD 2M | I034814 | OINSTMAT | A | Test10344 | 10388 | C | NOS.
SUN-ODB-RM2C-12SC:FULLY LOADED ODF WITH SC CONNECTOR 6P(MM) | I034815 | OINSTMAT | A | Test10345 | 10389 | C | NOS.
SUN-SC-MM-AD:SC,MM,SIMPLEX,PLASTIC HOUSING(BIEGE)CERAMIC SLE | I034816 | OINSTMAT | A | Test10346 | 10390 | C | NOS.
SUN-SC-1M-OM1-SX-0.9P:SIMPLEX SC/UPC CONNECTOR 1M | I034817 | OINSTMAT | A | Test10347 | 10391 | C | NOS.
SUN-DSC-2M-DLC-M1-D1X-2P:SC/UPC-LC/UPC MM DUPLEX FIBER OPTIC | I034818 | OINSTMAT | A | Test10348 | 10392 | C | NOS.
SUN-DLC-5M-2ST-OM1-D1X-2P:LC /PC-ST/PC MM DUPLEX PATCH CORD | I034819 | OINSTMAT | A | Test10349 | 10393 | C | NOS.
MASTERCAST141 | I034820 | OSITEMAINT | A | Test10350 | 10394 | C | NOS.
EURO TILE LM 603 GREY 25KG | I034821 | OSITEMAINT | A | Test10351 | 10395 | C | NOS.
FUEL PIPE JOINT COMP. 2 P/N:6YK243074200 | I034822 | OSPRVEHBT | A | Test10352 | 10396 | C | NOS.
MAKITA SLIDE COMPOUND SAW LS0714 (7-1/2") | I034823 | OPWRTOOLS | A | Test10353 | 10397 | C | NOS.
MAKITA TC TSAWBLADE 7" A86767 ALUM 60T | I034824 | OPWRTOOLS | A | Test10354 | 10398 | C | NOS.
P30 128GB BLACK | I034825 | POSG12 | A | Test10355 | 10399 | A | NOS.
P30 128GB AURORA | I034826 | POSG12 | A | Test10356 | 10400 | A | NOS.
P30 128GB BREATHING CRYSTAL | I034827 | POSG12 | A | Test10357 | 10401 | A | NOS.
P30 PRO 256GB BLACK | I034828 | POSG12 | A | Test10358 | 10402 | A | NOS.
P30 PRO 256GB AURORA | I034829 | POSG12 | A | Test10359 | 10403 | A | NOS.
P30 PRO 256GB BREATHING CRYSTAL | I034830 | POSG12 | A | Test10360 | 10404 | A | NOS.
A0027-002-001-001-001-1:IG4210-1000 CONCURRENT DEVICE(MS049) | I034831 | SMODROUT | A | Test10361 | 10405 | C | NOS.
A0027-005-001-001-001-1:IG4210 HA UNIT(MS049) | I034832 | SMODROUT | A | Test10362 | 10406 | C | NOS.
A0022-001-001-001-001-1:ACCOUNT PRINTER (AP 2100) (MS049) | I034833 | SPRNTRS | A | Test10363 | 10407 | C | NOS.
A0022-004-001-001-001-1:PRINTER PAPER FOR AP2100X10(MS049) | I034834 | SSTNMAT | A | Test10364 | 10408 | C | NOS.
SOCIAL NETWORK ANALYSIS IN TELECOMMUNICATIONS 1ST EDITION | I034835 | VCONSULT | B | Test10365 | 10409 | C | NOS.
65" TCL 4K SMART ANDROID TV(MA004-B) | I034836 | SDISPDVCS | A | Test10366 | 10410 | C | NOS.
WS-C3850-24T-S:CISCO CATALYST 3850 24 PRT DATA IP BASE(SL176 | I034837 | SOPFIBRNTWK | A | Test10367 | 10411 | C | NOS.
S3850UK9-166:UNIVERSAL(SL176) | I034838 | SOPFIBRNTWK | A | Test10368 | 10412 | C | NOS.
CAB-CONSOLE-USB:CON CBLE 6 FT WITH USB TYPE A & MINI-B(SL176 | I034839 | SOPFIBRNTWK | A | Test10369 | 10413 | C | NOS.
CAB-TA-UK:UNITED KINGDOM AC TYPE A POWER CABLE (SL176) | I034840 | SOPFIBRNTWK | A | Test10370 | 10414 | C | NOS.
STACK-T1-50CM:50CM TYPE 1 STACKING CABLE(SL176) | I034841 | SOPFIBRNTWK | A | Test10371 | 10415 | C | NOS.
CAB-SPWR-30CM:CATALYST 3750X & 3850 STACK POWER CBL(SL176) | I034842 | SSRVRACS | A | Test10372 | 10416 | C | NOS.
C3850-24-L-S:C3850-24 LAN BASE-IP BASE E-DELIVERY LIC(SL176) | I034843 | Sales Relat Ser | B | Test10373 | 10417 | C | NOS.
PWR-C1-350WAC:350W AC CONFIG 1 POWER SUPPLY(SL176) | I034844 | SSRVRACS | A | Test10374 | 10418 | C | NOS.
C3850-DNA-OPTOUT:DNA SUBSCRIPTION OPTOUT(SL176) | I034845 | Sales Relat Ser | B | Test10375 | 10419 | C | NOS.
C3850-NM-4-1G:CISCO CATALYST 3850 4X 1GE NETWORK MODL(SL176) | I034846 | SSRVRACS | A | Test10376 | 10420 | C | NOS.
GLC-LH-SMD=:1000BASE-LX/LH SFP TRANSCEIVER MODULE, (SL176) | I034847 | SSRVRACS | A | Test10377 | 10421 | C | NOS.
CON-SNT-WSC384TS:SNTC-8X5XNBD CISCO CATALYST 3850 24P(SL176) | I034848 | SSRVRACS | A | Test10378 | 10422 | C | NOS.
RENOVATION/REFURBISH | I034849 | VDHIRAAGU-FDN | B | Test10379 | 10423 | C | NOS.
FLOORING | I034851 | VDHIRAAGU-FDN | B | Test10380 | 10424 | C | NOS.
XPROTECT PROFESSIONAL+ BASE LICENSE SL175 | I034852 | Sales Relat Ser | B | Test10381 | 10425 | C | NOS.
XPROTECT PROFESSIONAL+ DEVICE LICENSE SL175 | I034853 | Sales Relat Ser | B | Test10382 | 10426 | C | NOS.
1 YEAR CARE PLUS FOR XPROTECT PROFESSIONAL+DEVICE LICE SL175 | I034854 | Sales Relat Ser | B | Test10383 | 10427 | C | NOS.
SL-DK-X299OC-FX (CONFIGURATION # 6863248)(SL175) | I034855 | SSRVRACS | A | Test10384 | 10428 | C | NOS.
DELL OPTIPLEX 3060 MINI TOWER COMPUTER SYSTEM(SL175) | I034856 | SPCACSRS | A | Test10385 | 10429 | C | NOS.
FORTIGATE 100D LICENSE RENEWAL | I034857 | Sales Relat Ser | B | Test10386 | 10430 | C | NOS.
TCL 32” TV-LED HD SMART WIFI ULTRA SLIM(SL175) | I034858 | SDISPDVCS | A | Test10387 | 10431 | C | NOS.
TCL 55” TV-UHD4K SMART WIFI ANDROID(SL175) | I034859 | SDISPDVCS | A | Test10388 | 10432 | C | NOS.
FAZ-2000E:CENTRALIZED LOG&ANALYSIS APPLIANCE-4X GE RJ45 2XSF | I034860 | CMODROUT | A | Test10389 | 10433 | C | NOS.
FC-10-L02KE-311-02-12:8X5 ENHANCED FORTICARE | I034861 | Cap Related Ser | B | Test10390 | 10434 | C | NOS.
FG-VDOM-25-UG:VIRTUAL DOMAIN LICENSE ADD 25 | I034862 | Cap Related Ser | B | Test10391 | 10435 | C | NOS.
GSM/GPRS/3G: GPS TRACKING DEVICE | I034863 | OMISC | A | Test10392 | 10436 | C | NOS.
ORACLE OA&M FIXED PRICE SERVICES – 1 YEAR MANAGED SERVICES | I034865 | V-Bill.Sys.Supp | B | Test10393 | 10437 | C | NOS.
WATCH GT | I034866 | POSG12 | A | Test10394 | 10438 | C | NOS.
LOGITECH MK270R WIRELESS KEYBOARD & MOUSE COMBO | I034867 | OPCACSRS | A | Test10395 | 10439 | C | NOS.
DS-2CD2145FWD-IS:IP CAMERA IR INDOOR(SL175) | I034868 | SSURVLNCE | A | Test10396 | 10440 | C | NOS.
DS-2CD2T45FWD-I8:IP CAMERA IR OUTDOOR(SL175) | I034869 | SSURVLNCE | A | Test10397 | 10441 | C | NOS.
DS-1275ZJ-SUS:MOUNTING BRACKET(SL175) | I034870 | SSURVLNCE | A | Test10398 | 10442 | C | NOS.
DS-1260ZJ:JUNCTION BOX(SL175) | I034871 | SSURVLNCE | A | Test10399 | 10443 | C | NOS.
DS-2DF8236I5X-AELW:IP CAMERA PTZ OUTDOOR(SL175) | I034872 | SSURVLNCE | A | Test10400 | 10444 | C | NOS.
DS-1604ZJ-BOX-POLE:MOUNTING BRACKET(SL175) | I034873 | SSURVLNCE | A | Test10401 | 10445 | C | NOS.
MXK-GPON-SFP-B+-RSSI:MXK GPON SFP B+OPTIC SUP.DGTL (SL172) | I034874 | SOPFIBRNTWK | A | Test10402 | 10446 | C | NOS.
ZPON-JMPR-SC/APC-SC/UPC-SM-3M:PON FIBER JUMPER CABLE(SL172) | I034875 | SOPFIBRNTWK | A | Test10403 | 10447 | C | NOS.
ZNID-GPON-2426A1-UK:GPON ONT,INDOOR,2 POTS,4 GE,WIFI(SL172) | I034876 | SOPFIBRNTWK | A | Test10404 | 10448 | C | NOS.
3CX SERVER LICENSE 32 SIMULTANIOUS CALLS ENTERPRISE (SL172) | I034877 | Sales Relat Ser | B | Test10405 | 10449 | C | NOS.
TRENCHING & BACKFILLING DEPTH OF COVER 450MM | I034878 | Sales Relat Ser | B | Test10406 | 10450 | C | NOS.
INTERNAL CABLING AT CUSTOMER PREMISES | I034879 | Sales Relat Ser | B | Test10407 | 10451 | C | NOS.
SURTD5000XLI-CC:APC SMART-UPS RT 5000VA 230V(SL174) | I034880 | SSRVRACS | A | Test10408 | 10452 | C | NOS.
SURTRK2:APC SMART-UPS RT 19" RAIL KIT FOR SMART-UPS(SL174) | I034881 | SSRVRACS | A | Test10409 | 10453 | C | NOS.
SPRING-RETURN ACTUATOR 20NM 95DEG SWITCH | I034882 | OGENTSP | A | Test10410 | 10454 | C | NOS.
WELDING HELDSHIELD MASK | I034884 | OMISC | A | Test10411 | 10455 | C | NOS.
FIRE ALARM SYSTEM FAULT RECTIFICATION | I034885 | VHEASAEX | B | Test10412 | 10456 | C | NOS.
PRTG 2500 - 24 MAINTENANCE MONTHS | I034887 | VCOMSUPT | B | Test10413 | 10457 | C | NOS.
CIVIL WORK | I034888 | V-FLINSTAL | B | Test10414 | 10458 | C | NOS.
HP COLOR LASERJET PRO MFP M281FD | I034889 | CMISC | A | Test10415 | 10459 | C | NOS.
ASIGRA FUNDAMENTALS (3 LEARNERS) | I034890 | Cap Related Ser | B | Test10416 | 10460 | C | NOS.
ASIGRA CERTIFIED ASSOCIATE (3 LEARNERS) | I034891 | Cap Related Ser | B | Test10417 | 10461 | C | NOS.
ASIGRA DATACENTER IMPLEMENTATION & MAINTENANCE(3 LEARNERS)4 | I034892 | Cap Related Ser | B | Test10418 | 10462 | C | NOS.
PROFESSIONAL/SPECIALIST (3 LEARNERS) | I034893 | Cap Related Ser | B | Test10419 | 10463 | C | NOS.
RAMADAN WHITE COLLECTION-MEDIUM(935G) | I034894 | OMISC | A | Test10420 | 10464 | C | NOS.
RAMADAN GOLD BOX- LARGE | I034895 | OMISC | A | Test10421 | 10465 | C | NOS.
IVORY COLLECTION- MEDIUM (1080G) | I034896 | OMISC | A | Test10422 | 10466 | C | NOS.
CEL-FI WIDEBAND PANEL ANTENNA (A52-V32-100 (SMA CONNECTOR)) | I034897 | CINSTMAT | A | Test10423 | 10467 | C | NOS.
30PP1VPMAT630H5-2:POWER PLANT 1X630KVA | I034898 | CGENTSP | A | Test10424 | 10468 | C | NOS.
04GCP2X630DHI:GENERATOR CONTROL PANEL FOR N°2 DGS-VP-0630 | I034899 | CGENTSP | A | Test10425 | 10469 | C | NOS.
04MCP2X630DHI:MAINS CONTROL PANEL FOR N°2 DGS-VP-0630 | I034900 | CGENTSP | A | Test10426 | 10470 | C | NOS.
CEL-FI INDOOR OMNI ANTENNA (A11-V43-100) (SMA CONNECTOR) | I034901 | CINSTMAT | A | Test10427 | 10471 | C | NOS.
SMA SPLITTER – MALE TO 2 X FEMALE | I034902 | CINSTMAT | A | Test10428 | 10472 | C | NOS.
CFD-200-E BLACK JACKET (20M SMA TO SMA CABLE) | I034903 | CINSTMAT | A | Test10429 | 10473 | C | NOS.
CFD-200-E BLACK JACKET (15M SMA TO SMA CABLE) | I034904 | CINSTMAT | A | Test10430 | 10474 | C | NOS.
CFD-200-E BLACK JACKET (10M SMA TO SMA CABLE) | I034905 | CINSTMAT | A | Test10431 | 10475 | C | NOS.
CFD-200-E BLACK JACKET (5M SMA TO SMA CABLE) | I034906 | CINSTMAT | A | Test10432 | 10476 | C | NOS.
2-WAY, TYPE SMA SPLITTER/DIVIDER/COMBINER (FEMALE CONNECTOR) | I034907 | CINSTMAT | A | Test10433 | 10477 | C | NOS.
3-WAY, TYPE SMA SPLITTER/DIVIDER/COMBINER (FEMALE CONNECTOR) | I034908 | CINSTMAT | A | Test10434 | 10478 | C | NOS.
4-WAY, TYPE SMA SPLITTER/DIVIDER/COMBINER (FEMALE CONNECTOR) | I034909 | CINSTMAT | A | Test10435 | 10479 | C | NOS.
APPLE DEVELOPER ENTERPRISE PROGRAM | I034910 | VCOMSUPT | B | Test10436 | 10480 | C | NOS.
ATO-T-SG7D5KVA:7.5KVA ISOLATION TRANSFORMER | I034911 | OPWR SYSTEM | A | Test10437 | 10481 | C | NOS.
KNSP-01:HEAVY DUTY TELEPHONE WITH DOOR | I034912 | STELEEQ | A | Test10438 | 10482 | C | NOS.
A0027-001-001-001-001-1:IG4210-500:CONCURRENT DEVICE | I034913 | SMODROUT | A | Test10439 | 10483 | C | NOS.
CANON TONER CARTRIDGE 318 BLACK | I034914 | SSTNMAT | A | Test10440 | 10484 | C | NOS.
CANON TONER CARTRIDGE 318 CYAN | I034915 | SSTNMAT | A | Test10441 | 10485 | C | NOS.
CANON TONER CARTRIDGE 318 MAGENTA | I034916 | SSTNMAT | A | Test10442 | 10486 | C | NOS.
CANON TONER CARTRIDGE 318 YELLOW | I034917 | SSTNMAT | A | Test10443 | 10487 | C | NOS.
KITCHEN BUNDLE PRO | I034918 | OMISC | A | Test10444 | 10488 | C | NOS.
HOUSING, WATER PUMP P/N:61A443110100 | I034919 | OENGSPARES | A | Test10445 | 10489 | C | NOS.
INSTALLATION CHARGES | I034921 | VMAISPDS | B | Test10446 | 10490 | C | NOS.
RENTAL CHARGES | I034922 | VMAISPDS | B | Test10447 | 10491 | C | NOS.
DS-2CD1023G0E-I:IP CAMERA | I034923 | SSURVLNCE | A | Test10448 | 10492 | C | NOS.
DS-9632NI-I8:NVR 2U CHASSIS | I034924 | SSURVLNCE | A | Test10449 | 10493 | C | NOS.
WD60PURX-78:RECORDING STORAGE HARD DISK | I034925 | SSURVLNCE | A | Test10450 | 10494 | C | NOS.
DS-1280ZJ-XS:JUNCTION BOX | I034926 | SSURVLNCE | A | Test10451 | 10495 | C | NOS.
GRACE DIGITAL MSG & MUSIC ON HOLD USB DIGITL MP3 PLAYR(SL174 | I034927 | STELEEQ | A | Test10452 | 10496 | C | NOS.
EPSON WORKFORCE WF-7711 PRINTER(SL174) | I034928 | SPRNTRS | A | Test10453 | 10497 | C | NOS.
CINEGY SOLO BUSINESS SLA ANNUAL UPDATES,SUPPORT & MAINTENANC | I034929 | Cap Related Ser | B | Test10454 | 10498 | C | NOS.
CINEGY REMOTE TRAINING(PER HR)THIS IS REMOTE TRAINING PER HR | I034930 | Cap Related Ser | B | Test10455 | 10499 | C | NOS.
LTE BROADBAND POSTPAID & CPE | I034931 | POSG24 | A | Test10456 | 10500 | A | NOS.
LTE BROADBAND PREPAID & CPE | I034932 | POSG24 | A | Test10457 | 10501 | A | NOS.
AIRPODS WITH WIRELESS CASE | I034933 | POSG30 | A | Test10458 | 10502 | A | NOS.
FOOD/ACCOMODATION | I034934 | VENTERTA | B | Test10459 | 10503 | C | NOS.
SAMSUNG GALAXY TAB A 10.5" 32GB LTE T595 | I034935 | OMOBHSET | A | Test10460 | 10504 | C | NOS.
EVERFLEX 3MM MAN BLACK XL | I034936 | OMISC | A | Test10461 | 10505 | C | NOS.
EVERFLX STMR 3/2MM MN XL BLK | I034937 | OMISC | A | Test10462 | 10506 | C | NOS.
FINS BAG 1 | I034938 | OMISC | A | Test10463 | 10507 | C | NOS.
NOVALIGHT 720R | I034939 | OMISC | A | Test10464 | 10508 | C | NOS.
FUEL-VESSELS (FOR HIRED BOATS) | I034940 | VLOCTRDH | B | Test10465 | 10509 | C | NOS.
ENTERTAINMENT | I034944 | VENTERTA | B | Test10466 | 10510 | C | NOS.
SUN-QCMS200-AU:QUICK CONNECTION MECHANICAL SPLICE | I034945 | OCRITICAL-ITEMS | A | Test10467 | 10511 | C | NOS.
ARUBA 3810M 24SFP+250W SWITCH(SL172) | I034946 | SMODROUT | A | Test10468 | 10512 | C | NOS.
AIRTABLE MONTHLY FEE | I034947 | VMASPMO | B | Test10469 | 10513 | C | NOS.
MBP TB13 SG 16G 2.7 I7 QC/16GB/512GB | I034948 | CSRVRACS | A | Test10470 | 10514 | C | NOS.
QNAP THUNDERBOLT 3 TO 10 GB/S NBASE-T RJ45 ADAPTER | I034949 | CSRVRACS | A | Test10471 | 10515 | C | NOS.
HP COLOR LASERJET PRO MFP M181FW | I034950 | CMISC | A | Test10472 | 10516 | C | NOS.
CONFIGURATION PACKAGE | I034951 | Cap Related Ser | B | Test10473 | 10517 | C | NOS.
AIR EXTRACT FIXED BLADE WEATHER LOUVRE,APPROXIMATELY W810XH2 | I034952 | CMAINTSP | A | Test10474 | 10518 | C | NOS.
AIR EXTRACT ATTENUATOR,APPROXIMATELY L1800XW1750XH2150MM | I034953 | CMAINTSP | A | Test10475 | 10519 | C | NOS.
AIR EXTRACT TRANSITION DUCT | I034954 | CMAINTSP | A | Test10476 | 10520 | C | NOS.
FLEXIBLE DUCT TO CONNECT RADIATOR TO EXTRACT | I034955 | CMAINTSP | A | Test10477 | 10521 | C | NOS.
AIR EXTRACT GAS RETENTION DAMPER,200MM DEEP | I034956 | CMAINTSP | A | Test10478 | 10522 | C | NOS.
MISCELLANEOUS GAS EXHAUST PIPEWORK & FITTINGS | I034957 | CMAINTSP | A | Test10479 | 10523 | C | NOS.
AIR EXTRACT ATTENUATOR,APPROXIMATELY L2000XW1565XH2250MM | I034958 | CMAINTSP | A | Test10480 | 10524 | C | NOS.
DELL POWEREDGE M640 BLADE SERVER | I034959 | CSRVRS | A | Test10481 | 10525 | C | NOS.
FRAME,APPROXIMATELY W2380XH2450MM,INCORPORATING AIR EXTRACT | I034960 | CMAINTSP | A | Test10482 | 10526 | C | NOS.
AIR INLET GAS RETENTION DAMPER,W2680 XH2500XD200MM,FOR WALL | I034961 | CMAINTSP | A | Test10483 | 10527 | C | NOS.
GAS RETENTION DAMPER,W2438XH1215XD200MM,FOR AIR DUCT FROM FI | I034962 | CMAINTSP | A | Test10484 | 10528 | C | NOS.
8” BORE TYPE MA31 PRIMARY GAS EXHAUST SILENCER | I034963 | CMAINTSP | A | Test10485 | 10529 | C | NOS.
8” BORE TYPE FP1 SECONDARY GAS EXHAUST SILENCER | I034964 | CMAINTSP | A | Test10486 | 10530 | C | NOS.
SET OF INTERNAL GAS EXHAUST PIPEWORK,BELLOWS,GASKETS & FITTI | I034965 | CMAINTSP | A | Test10487 | 10531 | C | NOS.
SET OF SUPPORT STEELWORK & FIXINGS FOR GAS EXHAUST SILENCER | I034966 | CMAINTSP | A | Test10488 | 10532 | C | NOS.
SET OF LAGGING/GALVANISED STEEL SHEET CLADDING FOR GAS EXHAU | I034967 | CMAINTSP | A | Test10489 | 10533 | C | NOS.
SET OF EXTERNAL GAS EXHAUST PIPEWORK,ALUMINIUM METAL SPRAYED | I034968 | CMAINTSP | A | Test10490 | 10534 | C | NOS.
AIR EXTRACT VENTILATION FANS(DUTY/STANDBY)COMPLETE WITH NON- | I034969 | CMAINTSP | A | Test10491 | 10535 | C | NOS.
FAN DUCT | I034970 | CMAINTSP | A | Test10492 | 10536 | C | NOS.
GAS RETENTION DAMPER,200MM DEEP,FOR VENTILATION SYSTEM | I034971 | CMAINTSP | A | Test10493 | 10537 | C | NOS.
SET OF SUPPORT STEELWORK FOR VENTILATION SYSTEM | I034972 | CMAINTSP | A | Test10494 | 10538 | C | NOS.
AIR INLET ATTENUATORS,EACH APPROXIMATELY L1200XW800XH1500MM, | I034973 | CMAINTSP | A | Test10495 | 10539 | C | NOS.
AIR INLET GAS RETENTION DAMPERS, EACH 200MM DEEP | I034974 | CMAINTSP | A | Test10496 | 10540 | C | NOS.
AIR INLET SUPPORT STEEL WORK | I034975 | CMAINTSP | A | Test10497 | 10541 | C | NOS.
ZNID-GPON-2628T-UK: GPON ONT,INDOOR,2 POTS,8XGE(POE) | I034976 | SWIFIEQUIP | A | Test10498 | 10542 | C | NOS.
ORIGINAL PRUSA I3 MK3S KIT | I034977 | CINSTMAT | A | Test10499 | 10543 | C | NOS.
DELIVERY CHARGES | I034978 | VLOCTRTX | B | Test10500 | 10544 | C | NOS.
MILWAUKEE UNIVERSAL DRILL MOUNTED DUST EXTRACTOR - M12DE-0C | I034979 | CPWRTOOLS | A | Test10501 | 10545 | C | NOS.
MILWAUKEE CHARGER 12V - C12C | I034980 | CPWRTOOLS | A | Test10502 | 10546 | C | NOS.
MILWAUKEE LI-ION BATTERY 12V 3.0AH- M12B3 | I034981 | CPWRTOOLS | A | Test10503 | 10547 | C | NOS.
ORANGE EASYABS FILAMENT 1KG FLM-EBS-175-ORG | I034982 | CSTNMAT | A | Test10504 | 10548 | C | NOS.
PRUSAMENT PLA AZURE BLUE 1KG PRM-PLA-AZR-1000 | I034983 | CSTNMAT | A | Test10505 | 10549 | C | NOS.
PRUSAMENT PETG PRUSA ORANGE 1KG PRM-PETG-PRO-1000 | I034984 | CSTNMAT | A | Test10506 | 10550 | C | NOS.
FLEXFILL 98A TRAFFIC BLACK FILAMENT 500G FLM-FLX-175-BLK-98A | I034985 | CSTNMAT | A | Test10507 | 10551 | C | NOS.
BLACK EASYABS FILAMENT 1KG FLM-EBS-175-BLK | I034986 | CSTNMAT | A | Test10508 | 10552 | C | NOS.
RED PLA FILAMENT 1KG FLM-PLA-175-RED | I034987 | CSTNMAT | A | Test10509 | 10553 | C | NOS.
PRUSAMENT PETG JET BLACK 1KG PRM-PETG-JET-1000 | I034988 | CSTNMAT | A | Test10510 | 10554 | C | NOS.
FLEXFILL 98A WHITE FILAMENT 500G FLM-FLX-175-BLK-98A | I034989 | CSTNMAT | A | Test10511 | 10555 | C | NOS.
WHITE EASYABS FILAMENT 1KG FLM-EBS-175-WHT | I034990 | CSTNMAT | A | Test10512 | 10556 | C | NOS.
ORANGE PLA FILAMENT 1KG FLM-PLA-175-ORG | I034991 | CSTNMAT | A | Test10513 | 10557 | C | NOS.
PRUSAMENT PLA PRUSA GALAXY BLACK 1KG PRM-PLA-GLX-1000 | I034992 | CSTNMAT | A | Test10514 | 10558 | C | NOS.
PRUSAMENT PETG CARMIN RED TRANSPARENT 1KG PRM-PETG-CRM-1000 | I034993 | CSTNMAT | A | Test10515 | 10559 | C | NOS.
WHITE PETG FILAMENT 1KG FLM-PET-175-WHT | I034994 | CSTNMAT | A | Test10516 | 10560 | C | NOS.
BITDEFENDER INTERNET SECURITY 2019 ADVANCED | I034995 | VMAINT&SC | B | Test10517 | 10561 | C | NOS.
3BA03215AA GENERIC POWER CORD (SL177) | I034996 | SPABXSPR | A | Test10518 | 10562 | C | NOS.
3EH75001AB-MOUNTING KIT FOR RACK 3(SL177) | I034997 | SPABXSPR | A | Test10519 | 10563 | C | NOS.
3EH76034AA BLIND SLOT STIFFENER (SL177) | I034998 | SPABXSPR | A | Test10520 | 10564 | C | NOS.
3EU27009AA 4XV24 OVER IP BOX (230V) (SL177) | I034999 | SPABXSPR | A | Test10521 | 10565 | C | NOS.
3BA00827AA:OMNIPCX ENT BASIC PKG CM HW,CS-3 CPU BOARD(SL177) | I035000 | SPABXSPR | A | Test10522 | 10566 | C | NOS.
3MG08010AA:8008 DESKPHONE W/O RJ45 CABLE(SL177) | I035001 | SPABXSPR | A | Test10523 | 10567 | C | NOS.
3MG27203WW:8058S PREMIUM DESKPHONE WW(SL177) | I035002 | SPABXSPR | A | Test10524 | 10568 | C | NOS.
3MG27204WW 8068S PREMIUM DESKPHONE WW (SL177) | I035003 | SPABXSPR | A | Test10525 | 10569 | C | NOS.
OMNIPCX ENTERPRISE SOFTWARE(SL177) | I035004 | Sales Relat Ser | B | Test10526 | 10570 | C | NOS.
OS6350-24 GIGABIT ETHERNET STANDALONE CHASSIS IN A 1U(SL177) | I035005 | SMODROUT | A | Test10527 | 10571 | C | NOS.
OS6860E-U28: GIGE L3 CHASSIS WITH 28X 100/1000 BASE-(SL177) | I035006 | SMODROUT | A | Test10528 | 10572 | C | NOS.
OS6350-P24 GIGABIT ETHERNET 1RU CHASSIS WITH 24 POE (SL177) | I035007 | SMODROUT | A | Test10529 | 10573 | C | NOS.
OS6350-P10:ALCATEL GIGABIT SWITCH OS6350-P10(SL177) | I035008 | SMODROUT | A | Test10530 | 10574 | C | NOS.
OS6350-RM-19-L SIMPLE L-BRACKET FOR MOUNTING A SINGLE (SL177 | I035009 | SINSTMAT | A | Test10531 | 10575 | C | NOS.
SFP-GIG-LX 1000BASE-LX GIGABIT ETHERNET OPTICAL (SL177) | I035010 | SMODROUT | A | Test10532 | 10576 | C | NOS.
OAW-AP1101-RW OMNIACCESS STELLAR AP1101. DUAL RADI (SL177) | I035011 | SMODROUT | A | Test10533 | 10577 | C | NOS.
OAW-AP1251-RW OMNIACCESS STELLAR AP1251 OUTDOOR (SL177) | I035012 | SWIFIEQUIP | A | Test10534 | 10578 | C | NOS.
A0019-003-001-001-001-1:IG4100-INFINITY 800 CO DEVICE(SL177) | I035013 | SMODROUT | A | Test10535 | 10579 | C | NOS.
A0022-001-001-001-001-1:ACCOUNT PRINTER (AP 2100) (SL177) | I035014 | SPRNTRS | A | Test10536 | 10580 | C | NOS.
A0022-004-001-001-001-1:PRINTER PAPER FOR AP2100X10(SL177) | I035015 | SSTNMAT | A | Test10537 | 10581 | C | NOS.
SURT6000XLI-CC-APC SMART-UPS RT 6000VA 230V UPS(SL177) | I035016 | SSRVRACS | A | Test10538 | 10582 | C | NOS.
MXK-F108-AC-UK:ROHS,REQ.MIN 2.5.4.020,MXK-F,1U 8GPON (SL177) | I035017 | SOPFIBRNTWK | A | Test10539 | 10583 | C | NOS.
MXK-GPON-SFP-B+-RSSI:MXK GPON SFP B+OPTIC SUP.DGTL (SL177) | I035018 | SOPFIBRNTWK | A | Test10540 | 10584 | C | NOS.
ZPON-JMPR-SC/APC-SC/UPC-SM-3M:PON FIBER JUMPER CABLE(SL177) | I035019 | SOPFIBRNTWK | A | Test10541 | 10585 | C | NOS.
ZNID-GPON-2628P-UK:ROHS,GPON ONT,INDOOR,2POTS,4GE+4(SL177) | I035020 | SOPFIBRNTWK | A | Test10542 | 10586 | C | NOS.
ZNID-GPON-2426A1-UK:GPON ONT,INDOOR,2 POTS,4 GE,WIFI(SL177) | I035021 | SOPFIBRNTWK | A | Test10543 | 10587 | C | NOS.
10911:MSTOWER SELECT SUBSCRIPTION | I035022 | VMAINT&SC | A | Test10544 | 10588 | C | NOS.
10934:MSTWR CODE: USA INCL. SELECT SUB | I035023 | VMAINT&SC | B | Test10545 | 10589 | C | NOS.
10381:OPEN ACCESS LICENSE SUBSCRIPTION | I035024 | VMAINT&SC | B | Test10546 | 10590 | C | NOS.
10911:MSTOWER SELECT SUBSCRIPTION | I035025 | VMAINT&SC | B | Test10547 | 10591 | C | NOS.
AP INSTALLATION | I035026 | VREP-SUBM-SYS-D | B | Test10548 | 10592 | C | NOS.
CLAMP FIXING | I035027 | VREP-SUBM-SYS-D | B | Test10549 | 10593 | C | NOS.
DIVE KIT RENTAL | I035028 | VREP-SUBM-SYS-D | B | Test10550 | 10594 | C | NOS.
DIVE COMPUTER RENATL | I035029 | VREP-SUBM-SYS-D | B | Test10551 | 10595 | C | NOS.
JUMBO ROLL TISSUE 2PLY | I035030 | OMISC | A | Test10552 | 10596 | C | NOS.
AIRFLEX HRT 6X305M | I035031 | OMISC | A | Test10553 | 10597 | C | NOS.
MULTI FOLD HAND TOWEL | I035032 | OMISC | A | Test10554 | 10598 | C | NOS.
FAN AXIAL 32010600 / 10B48270P2 | I035033 | OGENTSP | A | Test10555 | 10599 | C | NOS.
SURTD5000XLI-CC:APC SMART-UPS RT 5000VA 230V(SL169) | I035034 | SSRVRACS | A | Test10556 | 10600 | C | NOS.
SURTRK2:APC SMART-UPS RT 19" RAIL KIT FOR SMART-UPS(SL169) | I035035 | SSRVRACS | A | Test10557 | 10601 | C | NOS.
EXCEL CAT6 KEYSTONE JACK | I035036 | OCRITICAL-ITEMS | A | Test10558 | 10602 | C | NOS.
FIBER OPTIC BOX 4U | I035038 | COPFIBRNTWK | A | Test10559 | 10603 | C | NOS.
REPAIR OF 5941 CTU SERIAL NUMBER 017748/04 | I035039 | OTRNACCEQ | A | Test10560 | 10604 | C | NOS.
DHIRAAGU APP MAINTENANCE AND SUPPORT | I035040 | VCOMSUPT | B | Test10561 | 10605 | C | NOS.
C1111-8P:ISR 1100 8 PORTS DUAL GE WAN ETHERNET ROUTER | I035041 | OCRITICAL-ITEMS | A | Test10562 | 10606 | C | NOS.
ISR4221/K9:CISCO ISR 4221 (2GE,2NIM,8G FLASH,4G DRAM,IPB) | I035042 | OCRITICAL-ITEMS | A | Test10563 | 10607 | C | NOS.
SUPPORT RENEWAL AMC NEW CBS SW 20190529-20200528 #15345801 | I035043 | V-Bill.Sys.Supp | B | Test10564 | 10608 | C | NOS.
MA5626 MDU | I035044 | OSRVRS | A | Test10565 | 10609 | C | NOS.
SURTD5000XLI-CC:APC SMART-UPS RT 5000VA 230V(SL177) | I035045 | SSRVRACS | A | Test10566 | 10610 | C | NOS.
SURTRK2:APC SMART-UPS RT 19" RAIL KIT FOR SMART-UPS(SL177) | I035046 | SSRVRACS | A | Test10567 | 10611 | C | NOS.
DELL OPTIPLEX 3060 MINI TOWER COMPUTER SYSTEM(SL174) | I035047 | SPCACSRS | A | Test10568 | 10612 | C | NOS.
SELF SERVICE KIOSK | I035048 | CMISC | A | Test10569 | 10613 | C | NOS.
TONER CARTRIDGE HP 17A BLACK LASERJET(CF217A) | I035049 | OSTNMAT | A | Test10570 | 10614 | C | NOS.
ORACLE PRIVATE CLOUD APPLIANCE X7-2 SERVER WITH 768GB MEMORY | I035050 | CSRVRS | A | Test10571 | 10615 | C | NOS.
ORACLE STORAGE DRIVE ENCLOSURE DE3-24P,FOR AFTER ORIGINAL SY | I035051 | CSRVRACS | A | Test10572 | 10616 | C | NOS.
ORACLE STORAGE DRIVE ENCLOSURE DE3-24P:BASE CHASSIS,FOR AFTE | I035052 | CSRVRACS | A | Test10573 | 10617 | C | NOS.
ONE 2.5-INCH SSD WRITE FLASH ACCELERATOR WITH MARLIN BRACKET | I035053 | CSRVRACS | A | Test10574 | 10618 | C | NOS.
ONE 7.68 TB 2.5-INCH SAS SSD WITH MARLIN BRACKET,FOR AFTER O | I035054 | CSRVRACS | A | Test10575 | 10619 | C | NOS.
POWER CORD:SUN RACK 2 JUMPER,1M,C14RA PLUG, C13 CONNECTOR,13 | I035055 | CSRVRACS | A | Test10576 | 10620 | C | NOS.
CABLE:1M,MINI SAS HD TO MINI SAS HD(FOR FACTORY INSTALLATION | I035056 | CSRVRACS | A | Test10577 | 10621 | C | NOS.
CABLE:6M,MINI SAS HD TO MINI SAS HD(FOR FACTORY INSTALLATION | I035057 | CSRVRACS | A | Test10578 | 10622 | C | NOS.
ORACLE STORAGE 12 GB SAS-3 HBA PCIE LOW PROFILE:16 PORT | I035058 | CSRVRACS | A | Test10579 | 10623 | C | NOS.
ORACLE RACK CABINET 1242 | I035059 | CSRVRACS | A | Test10580 | 10624 | C | NOS.
3-PHASE HIGH VOLTAGE 15 KVA PDU(UL & EN 300 386 COMPLIANT) | I035060 | CSRVRACS | A | Test10581 | 10625 | C | NOS.
HP 19A LASERJET IMAGING DRUM(CF219A) | I035061 | OSTNMAT | A | Test10582 | 10626 | C | NOS.
HP LASERJET PRO MFP M130NW | I035062 | OPRNTRS | A | Test10583 | 10627 | C | NOS.
IPX FIREWALL AND VPN ROUTER | I035063 | CMODROUT | A | Test10584 | 10628 | C | NOS.
ACCESS SWITCH FOR INTEGRATION OF FIREWALL WITH THE CORE NETW | I035064 | CMODROUT | A | Test10585 | 10629 | C | NOS.
CBS ADDITIONAL HARDWARE CPQ-1251336 - 1 | I035068 | CSRVRACS | A | Test10586 | 10630 | C | NOS.
HW FOR NETWROK EXPANSION 2019 | I035069 | OTRNCNEWEQ | A | Test10587 | 10631 | C | NOS.
CPE INDOOR | I035070 | OTRNACCEQ | A | Test10588 | 10632 | C | NOS.
2CX16SQMM(7/1.70MM)CU/PVC/PVC FLAT CABLE | I035072 | CPWRCABLE | A | Test10589 | 10633 | C | Pcs
CABLE 1CX95MM2 CU/XLPE/PVC | I035073 | CPWRCABLE | A | Test10590 | 10634 | C | Mtr
FIRESTOP FOAM CP 660 | I035074 | CINSTMAT | A | Test10591 | 10635 | C | NOS.
DELL PRECISION 5530 I7 LAPTOP(SL169) | I035075 | SLPTPCMPT | A | Test10592 | 10636 | C | NOS.
TRENCHING AND BACKFILLING TO A DEPTH OF 600MM | I035076 | Sales Relat Ser | B | Test10593 | 10637 | C | NOS.
FH-70-250 FIBER HOLDER (PAIR) | I035077 | OOPFIBRNTWK | A | Test10594 | 10638 | C | NOS.
CT-08 CLEAVER | I035078 | OOPFIBRNTWK | A | Test10595 | 10639 | C | NOS.
SENSOR, PRESSURE P/N:68V823800000 | I035079 | OSPRVEHBT | A | Test10596 | 10640 | C | NOS.
FABRICATION & SUPPLY OF 80M TOWER STRENGHTHENING MATERIAL | I035080 | CANTMAST | A | Test10597 | 10641 | C | Set
COLD GALVANIZING SPRAN CAN 6LTR | I035081 | CANTMAST | A | Test10598 | 10642 | C | Ltr
PRIMER SIKA COR EG1-130KG | I035082 | CANTMAST | A | Test10599 | 10643 | C | kg
TOP COAT RED-SIKA COR EG5 RAL 3000-80KG | I035083 | CANTMAST | A | Test10600 | 10644 | C | Kg
TOP COAT WHITE-SIKA COR EG5 RAL 9010-70KG | I035084 | CANTMAST | A | Test10601 | 10645 | C | Kg
SIKA 6630 RED FOR TOUCH UP-30KG | I035085 | CANTMAST | A | Test10602 | 10646 | C | Kg
SIKA 6630 WHITE FOR TOUCH UP25KG | I035086 | CANTMAST | A | Test10603 | 10647 | C | Kg
THINNER B FOR TOUCH UP 10LTR | I035087 | CANTMAST | A | Test10604 | 10648 | C | Ltr
MW BRACKET 1.5M | I035088 | CANTMAST | A | Test10605 | 10649 | C | NOS.
TEAMVIEWER CORPORATE SUBSCRIPTION | I035089 | VMAINT&SC | B | Test10606 | 10650 | C | NOS.
TELEMATRIX 9602 IPMWD5/MWD CORDLESS DECT PHONE (2 LINE) | I035090 | STELEEQ | A | Test10607 | 10651 | C | NOS.
10000-51232 FUEL FILTER FG WILSON FOR FG WILSON | I035091 | OCRITICAL-ITEMS | A | Test10608 | 10652 | C | NOS.
915-155 OIL FILTER FG WILSON FOR FG WILSON | I035092 | OCRITICAL-ITEMS | A | Test10609 | 10653 | C | NOS.
23075367 VOLVO OIL FILTER | I035093 | OCRITICAL-ITEMS | A | Test10610 | 10654 | C | NOS.
23075366 VOLVO OIL FILTER | I035094 | OCRITICAL-ITEMS | A | Test10611 | 10655 | C | NOS.
22480372 VOLVO FUEL FILTER | I035095 | OCRITICAL-ITEMS | A | Test10612 | 10656 | C | NOS.
P551915 FUEL FILTER | I035096 | OCRITICAL-ITEMS | A | Test10613 | 10657 | C | NOS.
TONER CARTRIDGE HP 26A CF226A BLACK | I035097 | OSTNMAT | A | Test10614 | 10658 | C | NOS.
ADDON CHANNEL | I035098 | VMAINT&SC | B | Test10615 | 10659 | C | NOS.
AMEYO - RAMEYO - RENEWAL AMC STANDARD SUPPORT | I035099 | V-I'NET-SEC-SER | B | Test10616 | 10660 | C | NOS.
NIKKON 200W DRACO ZULO LED FLOODLIGHT 5700K | I035100 | OSITEMAINT | A | Test10617 | 10661 | C | NOS.
CR5D0L6XFA70:6-PORT 10GBASE LAN/WAN-SFP+FLEXIBLE CARD A(P12 | I035101 | CMOBSWEQ | A | Test10618 | 10662 | C | NOS.
OSX001002:OPTICAL TRANSCEIVER(SFP+,1310NM,10GB/S,-8.2~0.5DBM | I035102 | CMOBSWEQ | A | Test10619 | 10663 | C | NOS.
ESFP-850NM-1000BASE-SX/FC200 MM:OPTICAL TRANSCEIVER,ESFP,850 | I035103 | CMOBSWEQ | A | Test10620 | 10664 | C | NOS.
ANGS210GEE01:ATN 910C 2*10GE PORT RTU | I035104 | Cap Related Ser | B | Test10621 | 10665 | C | NOS.
NDSS0010GE01:10GE/STM-16C/64C POS NETWORK PACKET SERVICE MGT | I035105 | Cap Related Ser | B | Test10622 | 10666 | C | NOS.
VRLA GEL BATTERY 48V 100AH(-VE) | I035106 | CPWR SYSTEM | A | Test10623 | 10667 | C | NOS.
VRLA GEL BATTERY 48V 500AH(-VE) | I035107 | CPWR SYSTEM | A | Test10624 | 10668 | C | NOS.
PS4 PRO CONSOLE-JET BLACK 1TB | I035108 | CMISC | A | Test10625 | 10669 | C | NOS.
INTERCONNECTION HARNESS (SET PER STRING) | I035109 | CPWR SYSTEM | A | Test10626 | 10670 | C | NOS.
DISCONNECT CIRCUIT BREAKER (ONE BREAKER PER EACH 24 CELL STR | I035110 | CPWR SYSTEM | A | Test10627 | 10671 | C | NOS.
PS4 MOVE MOTION CONTROLLER | I035111 | OMISC | A | Test10628 | 10672 | C | NOS.
PS4 SONY EYE CAMERA | I035112 | OMISC | A | Test10629 | 10673 | C | NOS.
H82Z1MABM:MULTI-SERVICE ACCESS EQUIPMENT HOST ASSEMBLY COMPO | I035113 | CMOBSWEQ | A | Test10630 | 10674 | C | NOS.
H831CCMBD:MULTI-SERVICE CENTRALIZED CONTROL UNIT BOARD | I035114 | CMOBSWEQ | A | Test10631 | 10675 | C | NOS.
H838D0ASPB01:64PORT POTS SUBSCRIBER BOARD | I035115 | CMOBSWEQ | A | Test10632 | 10676 | C | NOS.
H831PDMB:MA5818 DC POWER BOARD | I035116 | CMOBSWEQ | A | Test10633 | 10677 | C | NOS.
OSG020002:PON TRANSCEIVER,SFP,1310NM(TX)/1490NM(RX),1244M(TX | I035117 | CMOBSWEQ | A | Test10634 | 10678 | C | NOS.
J4859D:ARUBA 1G SFP LC LX 10KM SMF XCVR | I035120 | OSRVRACS | A | Test10635 | 10679 | C | NOS.
CIVILWORK | I035121 | VREPOTHE | A | Test10636 | 10680 | C | NOS.
BILLING ENVELOPES 23CMX30.5CM | I035122 | OCRITICAL-ITEMS | A | Test10637 | 10681 | C | Box
901-R510-UK00:ZONEFLEX R510 INDOOR AP | I035123 | OMODROUT | A | Test10638 | 10682 | C | NOS.
DHIRAAGU TV RPLCMNT RCU(BLACK) | I035124 | POSG60 | A | Test10639 | 10683 | C | NOS.
DHIRAAGU TV RPLCMNT JOYBOX(BLK | I035125 | POSG60 | A | Test10640 | 10684 | A | NOS.
VIDEOGRAPHY CHARGES | I035126 | VDHIRAAGU-FDN | B | Test10641 | 10685 | C | NOS.
EPC EXPANSION HW | I035127 | CMOBSWEQ | A | Test10642 | 10686 | C | NOS.
HSS EXPANSION HW | I035128 | CMOBSWEQ | A | Test10643 | 10687 | C | NOS.
HSS M2M FEATURE LICENSE(HW) | I035129 | CMOBSWEQ | A | Test10644 | 10688 | C | NOS.
CS EXPANSION HW | I035130 | CMOBSWEQ | A | Test10645 | 10689 | C | NOS.
SPS EXPANSION HW | I035131 | CMOBSWEQ | A | Test10646 | 10690 | C | NOS.
U2000 MODERNIZATION HW | I035132 | CMOBSWEQ | A | Test10647 | 10691 | C | NOS.
LAN SWITCH UPGRADE | I035133 | CMOBSWEQ | A | Test10648 | 10692 | C | NOS.
FIREWALL UPGRADE(INCLUDING NMS) HW | I035134 | CMOBSWEQ | A | Test10649 | 10693 | C | NOS.
HSS VERSION UPGRADE | I035135 | Cap Related Ser | B | Test10650 | 10694 | C | NOS.
SPS VERSION UPGRADE | I035136 | Cap Related Ser | B | Test10651 | 10695 | C | NOS.
E1000-X5 REPLACEMENT AND S9303 EXPANSION | I035137 | Cap Related Ser | B | Test10652 | 10696 | C | NOS.
U2000 IMPLEMENTATION FOR CORE NETWORK NE'S | I035138 | Cap Related Ser | B | Test10653 | 10697 | C | NOS.
CG DISK ARRAY IMPLEMENTATION | I035139 | Cap Related Ser | B | Test10654 | 10698 | C | NOS.
ATTUNITY REPLICATE ANNUAL MAINTENANCE | I035140 | VCOMSUPT | B | Test10655 | 10699 | C | NOS.
DHIRAAGUPAY PAYMENT GATEWAY CASH IN (BML) | I035141 | VNEWPROD | B | Test10656 | 10700 | C | NOS.
DHIRAAGUPAY BANK TRANSFER CASH IN | I035142 | VNEWPROD | B | Test10657 | 10701 | C | NOS.
U2000 SPARE SERVER | I035143 | CMOBSWEQ | A | Test10658 | 10702 | C | NOS.
MC/MARINE BALL BEARING, P/N: 935010401100 | I035145 | OENGSPARES | A | Test10659 | 10703 | C | NOS.
S10 PROTEC STNDING COVER BLCK | I035146 | POSG30 | A | Test10660 | 10704 | C | NOS.
S10 PROTEC STNDING COVER SILVR | I035147 | POSG30 | A | Test10661 | 10705 | C | NOS.
S10+PROTEC STNDING COVER BLCK | I035148 | POSG30 | A | Test10662 | 10706 | C | NOS.
S10+PROTEC STNDING COVER SILVR | I035149 | POSG30 | A | Test10663 | 10707 | C | NOS.
DELL XPS 13 BASE | I035150 | CLPTPCMPT | A | Test10664 | 10708 | C | NOS.
DELL MONITOR P2419H | I035151 | CMISC | A | Test10665 | 10709 | C | NOS.
DELL OPTIPLEX 3060 | I035152 | CLPTPCMPT | A | Test10666 | 10710 | C | NOS.
ASUS P5 SERIES P5440FA | I035153 | CLPTPCMPT | A | Test10667 | 10711 | C | NOS.
DELL LATITUDE 3400 | I035154 | CLPTPCMPT | A | Test10668 | 10712 | C | NOS.
ASUS P2 SERIES P2540FB | I035155 | CLPTPCMPT | A | Test10669 | 10713 | C | NOS.
ASUS 14" UX433FA | I035156 | CLPTPCMPT | A | Test10670 | 10714 | C | NOS.
MICROSOFT 12.3" MULTI-TOUCH SURFACE PRO 6 (BLACK) | I035157 | CLPTPCMPT | A | Test10671 | 10715 | C | NOS.
JABRA PRO 920 DUO, UK/HK/SG | I035158 | OTELEEQ | A | Test10672 | 10716 | C | NOS.
JABRA LINK 14201-20 EHS ADAPTER FOR AVAYA | I035159 | OTELEEQ | A | Test10673 | 10717 | C | NOS.
ST900MM0006 DELL EQUALLOGIC 900GB 10K 6GBPS 2.5″ SAS HDD | I035160 | OSRVRACS | A | Test10674 | 10718 | C | NOS.
PRESERVED MOSS PANEL | I035161 | CSITEMAINT | A | Test10675 | 10719 | C | NOS.
FLOATING WALL SHELF, CLEAN ACRYLIC WITH LED 900X250MM | I035162 | CSITEMAINT | A | Test10676 | 10720 | C | NOS.
FLOATING WALL SHELF, CLEAN ACRYLIC WITH LED 900X50MM | I035163 | CSITEMAINT | A | Test10677 | 10721 | C | NOS.
ALUMINUM CARVING PANELS | I035164 | CSITEMAINT | A | Test10678 | 10722 | C | NOS.
DS-K1T804MF:FINGERPRINT ACCESS CONTROL TERMINAL | I035165 | SSURVLNCE | A | Test10679 | 10723 | C | NOS.
DS-K2604:NETWORK ACCESS CONTROLLER | I035166 | SSURVLNCE | A | Test10680 | 10724 | C | NOS.
DS-K1102MK:MIFARE CARD READER | I035167 | SSURVLNCE | A | Test10681 | 10725 | C | NOS.
FM11RF08-M1:CONTACTLESS CARD IC | I035168 | SSURVLNCE | A | Test10682 | 10726 | C | NOS.
DS-K7P01:PUSH BUTTON | I035169 | SSURVLNCE | A | Test10683 | 10727 | C | NOS.
DS-K1F100-D8E:CARD ENROLLMENT STATION | I035170 | SSURVLNCE | A | Test10684 | 10728 | C | NOS.
DS-K1F820-F:FINGERPRINT ENROLLMENT SCANNER | I035171 | SSURVLNCE | A | Test10685 | 10729 | C | NOS.
DS-K4H250S:SINGLE-DOOR MAGNETIC LOCK | I035172 | SSURVLNCE | A | Test10686 | 10730 | C | NOS.
DS-K4H250-LZ:LZ-BRACKET OF MAGNETIC LOCK, FOR DS-K4H250S/D | I035173 | SSURVLNCE | A | Test10687 | 10731 | C | NOS.
DS-2CD3125G0-IS:2 MP IR FIXED NETWORK DOME CAMERA | I035174 | SSURVLNCE | A | Test10688 | 10732 | C | NOS.
DS-7604NI-K1:NVR WITH 30 DAYS RECORDING CAPACITY | I035175 | SSURVLNCE | A | Test10689 | 10733 | C | NOS.
IVMS4200:HIKVISION SOFTWARE | I035176 | Sales Relat Ser | B | Test10690 | 10734 | C | NOS.
POWER CORD EXTENSION CABLE C19 TO C14(10FT) | I035177 | OSRVRACS | A | Test10691 | 10735 | C | NOS.
IPAD PRO 11" WIFI+CELLULAR 64GB | I035180 | CLPTPCMPT | A | Test10692 | 10736 | C | NOS.
AIR INLET FIXED BLADE WEATHER LOUVRE,W2680XH2500MM,FOR WALL | I035181 | CPWR SYSTEM | A | Test10693 | 10737 | C | NOS.
TRENCHING(ROUGH UNSURFACED,SANDY SOIL)DEPTH OF COVER 450MM | I035182 | Sales Relat Ser | B | Test10694 | 10738 | C | NOS.
INTERNAL WIRING | I035183 | Sales Relat Ser | B | Test10695 | 10739 | C | NOS.
OUTBOARD PARTS | I035184 | VREPVHVS | B | Test10696 | 10740 | C | NOS.
PARTITION 50X120 CM GLASS TOP AND SOLID BOTTOM | I035185 | CFURNITURE | A | Test10697 | 10741 | C | NOS.
2 MP EXIR VF BULLET NETWORK CAMERA IP67 | I035186 | OSURVLNCE | A | Test10698 | 10742 | C | NOS.
5MP NETWORK DOME IP CAMERA IP67 | I035187 | OSURVLNCE | A | Test10699 | 10743 | C | NOS.
EMBEDDED 4K 16CH NVR 2X SATA WITH POE | I035188 | OSURVLNCE | A | Test10700 | 10744 | C | NOS.
WD 4TB W D40EZRZ 3.5 SATA HARDDISK BLUE | I035189 | OSURVLNCE | A | Test10701 | 10745 | C | NOS.
POWEREDGE M1000E WARRANTY RENEWAL | I035190 | VCOMSUPT | B | Test10702 | 10746 | C | NOS.
DELL POWERCONNECT M8024-K WARRANTY RENEWAL | I035191 | VCOMSUPT | B | Test10703 | 10747 | C | NOS.
3EH02125AA:ALCATEL-LUCENT OXO CONNECT MEDIUM-220V | I035192 | SPABXOTH | A | Test10704 | 10748 | C | NOS.
3EH73042AC:AFU-1 DAUGHTERCARD FOR AUXILIARIES CONNECT | I035193 | SPABXSPR | A | Test10705 | 10749 | C | NOS.
3EH73061AD: ANALOG MIXED BOARD AMIX4/4/4-1 | I035194 | SPABXSPR | A | Test10706 | 10750 | C | NOS.
3EH73096AD:ISDN MIXED BOARD/2T0+4UAI+4SLI | I035195 | SPABXSPR | A | Test10707 | 10751 | C | NOS.
ALCATEL-LUCENT OXO SOFTWARE UPGRADE | I035196 | Sales Relat Ser | B | Test10708 | 10752 | C | NOS.
MACBOOK PRIVACY SCREEN PROTECTOR | I035197 | OPCACSRS | A | Test10709 | 10753 | C | NOS.
AIR CONDITIONER 96K BTU INVERTER | I035198 | CACNSPR | A | Test10710 | 10754 | C | NOS.
YAMAHA YVC-300 USB AND BLUETOOTH PORTABLE CONFERENCE PHONE | I035199 | OTELEEQ | A | Test10711 | 10755 | C | NOS.
FC-10-00205-950-02-12: UTM BUNDLE (24X7 FORTICARE PLUS NGFW | I035200 | V-I'NET-SEC-SER | B | Test10712 | 10756 | C | NOS.
SURFACE MOBILE MOUSE – PLATINUM(SL169) | I035201 | SPCACSRS | A | Test10713 | 10757 | C | NOS.
SURFACE BOOK 2 13.5”/16GB/512GB/INTEL CORE I7(SL169) | I035202 | SLPTPCMPT | A | Test10714 | 10758 | C | NOS.
SURFACE USB-C TO USB ADAPTER(SL169) | I035203 | SPCACSRS | A | Test10715 | 10759 | C | NOS.
SL-ASR1-SEC:SECURITY SOLUTION LICENSE FOR ASR1000 SERIES | I035205 | Cap Related Ser | B | Test10716 | 10760 | C | NOS.
SSD-120G:CISCO PLUGGABLE USB3.0 SSD STORAGE | I035210 | CSRVRACS | A | Test10717 | 10761 | C | NOS.
CTM-A2411- BATT:1-LINE CONTEMPORARY ANALOG CORDLESS PHONE WI | I035211 | OTELEEQ | A | Test10718 | 10762 | C | NOS.
CTM-S2411:1-LINE CONTEMPORARY SIP CORDLESS PHONE(MATTE BLACK | I035212 | OTELEEQ | A | Test10719 | 10763 | C | NOS.
GROHE VALVE 1/2" | I035213 | OSITEMAINT | A | Test10720 | 10764 | C | NOS.
FC-10-00090-950-02-24:UNIFIED (UTM) PROTECTION (24X7 FORTICA | I035214 | Sales Relat Ser | B | Test10721 | 10765 | C | NOS.
HUAWEI FIBER ONT HG8245H5 W/PATCH CORD & LICENSE | I035215 | OMODROUT | A | Test10722 | 10766 | C | NOS.
CON-SNT-ASR1001X:SNTC-8X5XNBD CISCO ASR1001-X CHASSIS,CRYPTO | I035216 | VMAINT&SC | B | Test10723 | 10767 | C | NOS.
CON-SNT-SLASR1AM:CISCO ASR 1000 ADVANCED ENTERPRISE SER | I035217 | VMAINT&SC | B | Test10724 | 10768 | C | NOS.
CON-SNT-WSC24EXX:SNTC-8X5XNBD CATALYST 4500-X 24 PORT 10G EN | I035218 | VMAINT&SC | B | Test10725 | 10769 | C | NOS.
DELL S2418H 23.8" FULL HD LED -BACKLIT, HDR MONITOR | I035220 | OMISC | A | Test10726 | 10770 | C | NOS.
MXK-GPONX8-IO3:ROHS, REQ.MIN MXK LINE CARD (SL178) | I035222 | SOPFIBRNTWK | A | Test10727 | 10771 | C | NOS.
MXK-GPON-SFP-B+-RSSI:GPON SFP B+ OPTICS, SUP DIGI (SL178) | I035223 | SOPFIBRNTWK | A | Test10728 | 10772 | C | NOS.
ZPON-JMPR-SC/APC-SC/UPC-SM-3M:PON FIBER JUMPER CABLE (SL178) | I035224 | SOPFIBRNTWK | A | Test10729 | 10773 | C | NOS.
ZPON-JMPR-SC/APC-SC/APC-SM-3M:PON FIBER JUMPER CABLE (SL178) | I035225 | SOPFIBRNTWK | A | Test10730 | 10774 | C | NOS.
ZPON-SPLT-1X2-SC/APC-1LGX:PON SPLITTERS 1X2 SC/APC CON(SL178 | I035226 | SOPFIBRNTWK | A | Test10731 | 10775 | C | NOS.
MXK-UPLINK-6X1GE-CLK:ROHS,MXK UPLINK ETHERNET PORTS (SL178) | I035227 | SOPFIBRNTWK | A | Test10732 | 10776 | C | NOS.
SFP-GE-LX-1310-DLC-E:SFP GE LX(1000MBPS)TX 1310 (SL178) | I035228 | SOPFIBRNTWK | A | Test10733 | 10777 | C | NOS.
ZNID-GPON-2427A-UK:GPON ONT, INDOOR, 2POTS,4GE,WIF PS(SL178) | I035229 | SOPFIBRNTWK | A | Test10734 | 10778 | C | NOS.
OMNIPCX ENTERPRISE SW UPGRADE (SL178) | I035230 | Sales Relat Ser | B | Test10735 | 10779 | C | NOS.
CON-SNT-AS4X1GE:SNTC-8X5XNBD CISCO ASR1001 SYSTEM,4 BUILT-IN | I035231 | OSCVITEMS | A | Test10736 | 10780 | C | NOS.
CON-SNT-SLASR1AK:SNTC-8X5XNBD CISCO ASR 1000 ADVANCED IP SER | I035232 | VMAINT&SC | B | Test10737 | 10781 | C | NOS.
CON-SNT-AS4X1GE:SNTC-8X5XNBD CISCO ASR1001 SYSTEM,4 BUILT-IN | I035233 | VMAINT&SC | B | Test10738 | 10782 | C | NOS.
CON-SNT-WSC384TS:SNTC-8X5XNBD CISCO CATALYST 3850 24 PORT DA | I035234 | VMAINT&SC | B | Test10739 | 10783 | C | NOS.
CON-SNT-ISR4321AX:SNTC-8X5XNBD CISCO ISR 4321 AX BUNDLE W/ A | I035235 | VMAINT&SC | B | Test10740 | 10784 | C | NOS.
PRTG XL1/UNLIMITED - 12 MAINTENANCE MONTHS | I035236 | VMAINT&SC | B | Test10741 | 10785 | C | NOS.
MEINBERG LANTIME M1000-IMS` | I035237 | CSRVRS | A | Test10742 | 10786 | C | NOS.
PWR-C1-350WAC-P/2:350W AC 80+ PLATINUM CONFIG 1 SECNDRY PWR | I035238 | CSRVRACS | A | Test10743 | 10787 | C | NOS.
C1-ADD-OPTOUT:CISCO ONE ADD-ON SESSION OPT OUT (NO FULFILLME | I035239 | Cap Related Ser | B | Test10744 | 10788 | C | NOS.
SP-SSSAS-C93004TA:SP SSPT SAS CATALYST 9300 48PORT DATA ONLY | I035240 | CSRVRACS | A | Test10745 | 10789 | C | NOS.
FOUNDATION FOR DISH ANTENNA | I035242 | V-IPTV_INST | B | Test10746 | 10790 | C | NOS.
INSTALLATION, ALLIGNING, COMMISSION AND TERMINATION – CIVIL | I035243 | V-IPTV_INST | B | Test10747 | 10791 | C | NOS.
12’ DISH ANTENNA WITH DUAL FEEDHORN & LNB | I035244 | OANTMAST | A | Test10748 | 10792 | C | NOS.
REPAIR/SERVICE CHARGES | I035245 | VREPPCLA | B | Test10749 | 10793 | C | NOS.
EC20HDNC1B:2KW AC POWERED AIRCON | I035246 | CACNSPR | A | Test10750 | 10794 | C | NOS.
GUL900 CLOUDAIR EQUIPMENT | I035247 | CTRNCNEWEQ | A | Test10751 | 10795 | C | NOS.
SRAN VERSION UPGRADE(2 VERSIONS, SRAN11.1->12.1->13.1) | I035251 | Cap Related Ser | B | Test10752 | 10796 | C | NOS.
SW LICENSE EXPANSION | I035252 | Cap Related Ser | B | Test10753 | 10797 | C | NOS.
OTHER LICENSE | I035253 | Cap Related Ser | B | Test10754 | 10798 | C | NOS.
CORE LICENSES | I035254 | Cap Related Ser | B | Test10755 | 10799 | C | NOS.
DS918+:SYNOLOGY 4 BAY NAS DISKSTATION DS918+ SYNOLOGY 4 BAY | I035255 | CSRVRACS | A | Test10756 | 10800 | C | NOS.
MU-PA2T0B/AM:SAMSUNG T5 MU-PA2T0B/AM 2 TB SOLID STATE DRIVE | I035256 | CSRVRACS | A | Test10757 | 10801 | C | NOS.
ST10000NE0008:SEAGATE IRONWOLF PRO ST10000NE0008 - HARD DRIV | I035257 | CSRVRACS | A | Test10758 | 10802 | C | NOS.
SUN-EYDFA-8P19-M2AC:FIBER AMPLIFIER (SL178) | I035258 | SOPFIBRNTWK | A | Test10759 | 10803 | C | NOS.
SUN-CATV-T15D02-AC:CATV OPTICAL TRANSMITTER (SL178) | I035259 | SOPFIBRNTWK | A | Test10760 | 10804 | C | NOS.
SUN-PON-WDM-16: PON WDM (SL178) | I035260 | SOPFIBRNTWK | A | Test10761 | 10805 | C | NOS.
SAMSUNG LFD MODEL: UM55H-E(SL169) | I035261 | SDISPDVCS | A | Test10762 | 10806 | C | NOS.
ZNID-GPON-2608T-UK:ROHS,GPON ONT,INDOOR,0POTS,8GE WPOE(SL179 | I035262 | SOPFIBRNTWK | A | Test10763 | 10807 | C | NOS.
ZNID-GPON-2427A-UK:GPON ONT, INDOOR, 2POTS,4GE,WIF PS(SL179) | I035263 | SOPFIBRNTWK | A | Test10764 | 10808 | C | NOS.
MXK-F108-AC-UK:ROHS,REQ.MIN 2.5.4.020,MXK-F,1U 8GPON (SL179) | I035264 | SOPFIBRNTWK | A | Test10765 | 10809 | C | NOS.
MXK-F108-PSUMOD-AC-UK:100-240VAC W/UK PLUG(SL179) | I035265 | SOPFIBRNTWK | A | Test10766 | 10810 | C | NOS.
MXK-GPON-SFP-B+-RSSI:GPON SFP B+ OPTICS, SUP DIGI (SL179) | I035266 | SOPFIBRNTWK | A | Test10767 | 10811 | C | NOS.
ZPON-JMPR-SC/APC-SC/UPC-SM-3M:PON FIBER JUMPER CABLE (SL179) | I035267 | SOPFIBRNTWK | A | Test10768 | 10812 | C | NOS.
ZPON-SPLT-1X2-SC/APC-1LGX:PON SPLITTERS 1X2 SC/APC CON(SL179 | I035268 | SOPFIBRNTWK | A | Test10769 | 10813 | C | NOS.
ZPON-SPLT-1X4-SC/APC-1LGX:PON SPLITTERS 1X4 SC/APC CON(SL179 | I035269 | SOPFIBRNTWK | A | Test10770 | 10814 | C | NOS.
P01-S104-XX00:SMARTZONE 100 WITH 4 GIGE PORTS(SL179) | I035270 | SMODROUT | A | Test10771 | 10815 | C | NOS.
S02-S104-1000:PARTNER WATCHDOG SUPP FOR SMTZN 100 1Y (SL179) | I035272 | Sales Relat Ser | B | Test10772 | 10816 | C | NOS.
L09-0001-SG00:AP MANAGEMENT LICENSE-SZ100/VSZ 3.X1 RU(SL179) | I035273 | Sales Relat Ser | B | Test10773 | 10817 | C | NOS.
S02-0001-1LSG:PARTNER WATCHDOG SUPP. PER SZ/VSZ AP,1YR(SL179 | I035274 | Sales Relat Ser | B | Test10774 | 10818 | C | NOS.
901-R310-XX02:RUCKUS INDOOR AP R310 DUAL BAND 802.11N(SL179) | I035275 | SMODROUT | A | Test10775 | 10819 | C | NOS.
902-0120-0000:SECURE MOUNTING BRACKET FOR ZONEFLEX R71(SL179 | I035276 | SINSTMAT | A | Test10776 | 10820 | C | NOS.
901-T310-XX20:RUCKUS R310C,OMNI OUTDOOR ACCESS POINT(SL179) | I035277 | SMODROUT | A | Test10777 | 10821 | C | NOS.
902-0182-0003:SPARE OUTDOOR MOUNTING BRACKET (SL179) | I035278 | SINSTMAT | A | Test10778 | 10822 | C | NOS.
803-T31C-1000:WATCHDOG ADVANCE REPLACEMENT T310 1YR(SL179) | I035279 | Sales Relat Ser | B | Test10779 | 10823 | C | NOS.
JL095A:ARUBA 5406R 16SFP+ V3 ZL2 SWCH(SL179) | I035280 | SOPFIBRNTWK | A | Test10780 | 10824 | C | NOS.
J9828A:ARUBA 5400R 700W POE+ ZL2 PSU(SL179) | I035281 | SOPFIBRNTWK | A | Test10781 | 10825 | C | NOS.
J9990A:ARUBA 20P POE+ / 4P SFP+ V3 ZL2 MOD(SL179) | I035282 | SOPFIBRNTWK | A | Test10782 | 10826 | C | NOS.
J9772A:ARUBA 2530 48G POE+ SWITCH(SL179) | I035283 | SOPFIBRNTWK | A | Test10783 | 10827 | C | NOS.
J9773A:ARUBA 2530 24G POE+ SWITCH(SL179) | I035284 | SOPFIBRNTWK | A | Test10784 | 10828 | C | NOS.
J4859D:ARUBA 1G SFP LC LX 10KM SMF XCVR(SL179) | I035285 | SOPFIBRNTWK | A | Test10785 | 10829 | C | NOS.
3BA03215AA GENERIC POWER CORD (SL179) | I035286 | SPABXSPR | A | Test10786 | 10830 | C | NOS.
3EH75001AB-MOUNTING KIT FOR RACK 3(SL179) | I035287 | SPABXSPR | A | Test10787 | 10831 | C | NOS.
3EH76034AA BLIND SLOT STIFFENER (SL179) | I035288 | SPABXSPR | A | Test10788 | 10832 | C | NOS.
3BA00827AA:OMNIPCX ENT BASIC PKG CM HW,CS-3 CPU BOARD(SL179) | I035289 | SPABXSPR | A | Test10789 | 10833 | C | NOS.
3MG27202WW: 8028S PREMIUM DESKPHONE WW(SL179) | I035290 | SPABXSPR | A | Test10790 | 10834 | C | NOS.
3MG27203WW:8058S PREMIUM DESKPHONE WW(SL179) | I035291 | SPABXSPR | A | Test10791 | 10835 | C | NOS.
3MG27204WW 8068S PREMIUM DESKPHONE WW (SL179) | I035292 | SPABXSPR | A | Test10792 | 10836 | C | NOS.
3MG08006AA:8001G DESKPHONE(SL179) | I035293 | SPABXSPR | A | Test10793 | 10837 | C | NOS.
OXE ENTERPRISE PABX SOFTWARE(SL179) | I035294 | Sales Relat Ser | B | Test10794 | 10838 | C | NOS.
MC312AB:PERIPHERAL SW CONT II | I035295 | OPABXSPR | A | Test10795 | 10839 | C | NOS.
ADDITIONAL CABLE | I035298 | CINSTMAT | A | Test10796 | 10840 | C | NOS.
SUN-CATV-T15D02-AC:CATV OPTICAL TRANSMITTER (SL179) | I035299 | SOPFIBRNTWK | A | Test10797 | 10841 | C | NOS.
SUN-EYDFA-8P23-M2AC:FIBER AMPLIFIER (SL179) | I035300 | SOPFIBRNTWK | A | Test10798 | 10842 | C | NOS.
SUN-PON-WDM-16: PON WDM (SL179) | I035301 | SOPFIBRNTWK | A | Test10799 | 10843 | C | NOS.
SUN-ODB-RM2C-SC:DUSTPROOF PLUG | I035302 | SOPFIBRNTWK | A | Test10800 | 10844 | C | NOS.
SURFACE LAPTOP 2 | I035303 | CLPTPCMPT | A | Test10801 | 10845 | C | NOS.
FC-10-VVM02-603-02-12:FORTIWEBVM 2 CPU ADVANCE BUNDL(MA004-A | I035304 | Sales Relat Ser | B | Test10802 | 10846 | C | NOS.
FC-10-FE40E-641-02-12:FORTIMAIL 400E-24X7 FORTICARE(MA004-A) | I035305 | Sales Relat Ser | B | Test10803 | 10847 | C | NOS.
14201-09 :ALCATEL ADAPTER GN 9350 ALCATEL MSH | I035312 | OPABXSPR | A | Test10804 | 10848 | C | NOS.
ANODIZED BRONZ 72MM 25-30MICRONS POST 76MMX45MM(72MMX5.8MTR) | I035313 | CSITEMAINT | A | Test10805 | 10849 | C | NOS.
F7217A RECTBOX WPC 5.8MTR 72MM | I035314 | CSITEMAINT | A | Test10806 | 10850 | C | NOS.
PATTA BLIND RIVET 5/32"X1/2" | I035315 | CSITEMAINT | A | Test10807 | 10851 | C | Box
EQUAL ANGLE 1"X1"X1.5MM NATURAL | I035316 | CSITEMAINT | A | Test10808 | 10852 | C | NOS.
TELWIN BATTERY CHARGER DYNAMIC 420 START 12/24V | I035317 | OTOOLS | A | Test10809 | 10853 | C | NOS.
METABO CORDLESS HAMMER DRILL SB 18 L 2X18V/2AH LI-ION | I035318 | OTOOLS | A | Test10810 | 10854 | C | NOS.
YATO HSS-CO DRILL BIT SET 19PCS YT-41604 | I035319 | OTOOLS | A | Test10811 | 10855 | C | NOS.
BLIND RIVET(ALUMINIUM)PT 4-6(1/8-1/2) | I035320 | CSITEMAINT | A | Test10812 | 10856 | C | NOS.
DRY WALL SCREW(1 1/2"X #6) BLACK | I035321 | CSITEMAINT | A | Test10813 | 10857 | C | NOS.
DRY WALL SCREW(1"X #6) BLACK | I035322 | CSITEMAINT | A | Test10814 | 10858 | C | NOS.
STAR BRAND GYPSUM BOARD 9MM 4'X8' | I035323 | CSITEMAINT | A | Test10815 | 10859 | C | NOS.
HUAWEI FIBER ONT HG8245W5 W/PATCH CORD & LICENSE | I035324 | OCRITICAL-ITEMS | A | Test10816 | 10860 | C | NOS.
3BA00637RB:4059/4059EE IP USB KEYBOARD ENGLISH (SL174) | I035325 | SPABXOTH | A | Test10817 | 10861 | C | NOS.
3GV28048BA:PREMIUM CORDED BIN. WB HEADSET SC262 ALE(SL174) | I035326 | SPABXOTH | A | Test10818 | 10862 | C | NOS.
CANNON INK CARTRIDGE CLI-751 CYAN | I035327 | OSTNMAT | A | Test10819 | 10863 | C | NOS.
CANNON INK CARTRIDGE CLI-750 MAGENTA | I035328 | OSTNMAT | A | Test10820 | 10864 | C | NOS.
CANNON INK CARTRIDGE CLI-750 YELLOW | I035329 | OSTNMAT | A | Test10821 | 10865 | C | NOS.
CANNON INK CARTRIDGE CLI-750 BLACK | I035330 | OSTNMAT | A | Test10822 | 10866 | C | NOS.
CANNON INK CARTRIDGE PGI-750 PGBK | I035331 | OSTNMAT | A | Test10823 | 10867 | C | NOS.
NTI-51022-A3S:INFRARED IP BULLET 1080P IP66 AVF SMBPKG | I035332 | SSURVLNCE | A | Test10824 | 10868 | C | NOS.
DIP-7183-4HD:DIVAR IP 7000 2U 4X3TB (R2) | I035333 | SSURVLNCE | A | Test10825 | 10869 | C | NOS.
FRAGRANCE/RE-FILL FOR AIRQ270 SERIES | I035334 | OSITEMAINT | A | Test10826 | 10870 | C | NOS.
REDBOOTH ANNUAL SUBSCRIPTION | I035335 | VSUBSCRP | B | Test10827 | 10871 | C | NOS.
FIRE WARDEN BOX | I035336 | OHEALTHSAFETY | A | Test10828 | 10872 | C | NOS.
TELEPHONE TO PA COUPLER UNIT | I035337 | STELEEQ | A | Test10829 | 10873 | C | NOS.
PARTITION C CHANNEL | I035338 | CPWR SYSTEM | A | Test10830 | 10874 | C | NOS.
SUN-STB-MX10:SETUP BOX,ANDROID/4GBRAM/32GB/HDMI/4K | I035339 | ODISPDVCS | A | Test10831 | 10875 | C | NOS.
1X2 LC/UPC TO LC/UPC SM FIBER OPTIC SPLITTER ABS BOX | I035340 | COPFIBRNTWK | A | Test10832 | 10876 | C | NOS.
EASY MACRO[UMTS+LTE,30W/CARRIER. 10MBPS FOR THE RNC PER EASY | I035341 | OCRITICAL-ITEMS | A | Test10833 | 10877 | C | NOS.
UBBPE4X18 | I035342 | OCRITICAL-ITEMS | A | Test10834 | 10878 | C | NOS.
IPHONE 8 SPACE GRAY 64GB | I035343 | OMOBHSET | A | Test10835 | 10879 | C | NOS.
DELL STORAGE PS EQUALLOGIC PSM4110 WARRENTY RENEWAL | I035344 | VCOMSUPT | B | Test10836 | 10880 | C | NOS.
DUSTBIN | I035345 | OMISC | A | Test10837 | 10881 | C | NOS.
PREPAID STANDARD GAP | I035346 | POSG24 | A | Test10838 | 10882 | A | NOS.
CON-SSSNT-ASR1001X:8X5XNBD CISCO ASR1001-X CHASSIS 6 BUILT-I | I035347 | Cap Related Ser | B | Test10839 | 10883 | C | NOS.
CON-SSSNT-SLCASR1S:8X5XNBD SECURITY SOLUTION LICENSE FOR ASR | I035348 | Cap Related Ser | B | Test10840 | 10884 | C | NOS.
CON-SSSNT-SLASR1AK:8X5XNBD CISCO ASR 1000 ADVANCED IP SERVIC | I035349 | Cap Related Ser | B | Test10841 | 10885 | C | NOS.
SASR1K1XUK9-169:CISCO ASR1001-X IOS XE UNIVERSAL | I035350 | Cap Related Ser | B | Test10842 | 10886 | C | NOS.
C9300-DNA-P-48:C9300 48P DNA-PREMIER LICENSE | I035351 | Cap Related Ser | B | Test10843 | 10887 | C | NOS.
C9300-DNA-P-48-3Y:C9300 DNA PREMIER,48P,3Y TERM LICENSE | I035352 | Cap Related Ser | B | Test10844 | 10888 | C | NOS.
NETWORK-PNP-LIC:NETWORK PLUG-N-PLAY LICENSE FOR ZERO-TOUCH D | I035353 | Cap Related Ser | B | Test10845 | 10889 | C | NOS.
INDUSTRIAL PLUGS, 2P+E, 32A, 200,250 V | I035354 | OPWR SYSTEM | A | Test10846 | 10890 | C | NOS.
INDUSTRIAL CONNECTORS, 2P+E, 32A, 200,250 V | I035355 | OPWR SYSTEM | A | Test10847 | 10891 | C | NOS.
LAMINATE FLOORING-QUICKSTEP CLASSIC RECLAIM WHITE PATINA OAK | I035356 | CSITEMAINT | A | Test10848 | 10892 | C | sq. ft
STANDARD SKIRTING/WALL BASE RECLAIMED WHITE | I035357 | CSITEMAINT | A | Test10849 | 10893 | C | Pcs
QUICK STEP INCIZO PROFILE RECLAIMED WHITE PATINA OAK | I035358 | CSITEMAINT | A | Test10850 | 10894 | C | Pcs
QUICK STEP BASIC PLUS 2IN1 UNDERLAY 15M2/ROLL | I035359 | CSITEMAINT | A | Test10851 | 10895 | C | sq. ft
BERONET APPLIANCE TO HOUSE 3CX LICENCE(SL180) | I035360 | SMOBSWEQ | A | Test10852 | 10896 | C | NOS.
YEASTAR TA3200(SL180) | I035361 | SSRVRS | A | Test10853 | 10897 | C | NOS.
UC912G ENTERPRISE IP PHONE (LOWER MODEL)(SL180) | I035362 | STELEEQ | A | Test10854 | 10898 | C | NOS.
UC903 CLASSIC IP PHONE (MEDIUM MODEL)(SL180) | I035363 | STELEEQ | A | Test10855 | 10899 | C | NOS.
UC924 GIGABIT COLOR IP PHONE (HIGH MODEL)(SL180) | I035364 | STELEEQ | A | Test10856 | 10900 | C | NOS.
3CX LICENCE 16SC ENTERPRISE PERPETUAL EDITION(SL180) | I035365 | Sales Relat Ser | B | Test10857 | 10901 | C | NOS.
3CX LICENCE 32SC ENTERPRISE PERPETUAL EDITION(SL180) | I035366 | Sales Relat Ser | B | Test10858 | 10902 | C | NOS.
PROFESSIONAL FEE (IPPBX)(SL180) | I035367 | Sales Relat Ser | B | Test10859 | 10903 | C | NOS.
VS6-STD-C:VMWARE VSPHERE 6 STANDARD FOR 1 PROCESSOR | I035368 | Sales Relat Ser | B | Test10860 | 10904 | C | NOS.
VS6-STD-P-SSS-C:PRODUCTION SUPPORT/SUBSCRIPTION VMWARE VSPHE | I035369 | Sales Relat Ser | B | Test10861 | 10905 | C | NOS.
006R01648:VERSANT 180 PRESS MEGANTA | I035370 | OSTNMAT | A | Test10862 | 10906 | C | NOS.
006R01647:VERSANT 180 PRESS CYAN | I035371 | OSTNMAT | A | Test10863 | 10907 | C | NOS.
006R01649:VERSANT 180 PRESS YELLOW | I035372 | OSTNMAT | A | Test10864 | 10908 | C | NOS.
006R01646:VERSANT 180 PRESS BLACK | I035373 | OSTNMAT | A | Test10865 | 10909 | C | NOS.
008R12964:MAIN STAPLE CARTRIDGE 1 CARTRIDGES X 5,000 STAPLES | I035374 | OSTNMAT | A | Test10866 | 10910 | C | NOS.
HUAWEI MPLS NETWORK QOS IMPLEMETATION | I035380 | Cap Related Ser | B | Test10867 | 10911 | C | NOS.
HARDWARE:SINGLE RAN(G900/U2100/L1800(INCL. ANTENNA,ANT/SPARE | I035381 | CMOBSWEQ | A | Test10868 | 10912 | C | NOS.
IMPLEMENTATION SERVICES | I035383 | Cap Related Ser | B | Test10869 | 10913 | C | NOS.
SMARTAX MA5818(V800R019) | I035384 | CMOBSWEQ | A | Test10870 | 10914 | C | NOS.
IMANAGER U2000-B(V200R018) | I035385 | CMOBSWEQ | A | Test10871 | 10915 | C | NOS.
IMANAGER U2000-B UPGRADE SERVICE | I035386 | Cap Related Ser | B | Test10872 | 10916 | C | NOS.
TEMPERATURE AND HUMIDITY SENSORS WITH LCD,DISPLAY | I035387 | CPWR SYSTEM | A | Test10873 | 10917 | C | NOS.
ESTONEV2 INTEGRATED DATA UNIT,ESTONEII-3006IM | I035388 | CPWR SYSTEM | A | Test10874 | 10918 | C | NOS.
BELDEN CABLE BDN8461-1FT(SL154) | I035389 | SINSTMAT | A | Test10875 | 10919 | C | NOS.
WASTE TONER CONTAINER 008R12990 | I035390 | OSTNMAT | A | Test10876 | 10920 | C | NOS.
MV-70 VIDEO WALL BRACKET MICRO ADJUSTMENT & ANTI-TH (SL169) | I035391 | SMISC | A | Test10877 | 10921 | C | NOS.
DHIRAAGU APP ENHANCEMENT | I035392 | VNEWPROD | B | Test10878 | 10922 | C | NOS.
DS2460 QAM ANALYSIS METER | I035393 | OTESTEQ | A | Test10879 | 10923 | C | NOS.
SOFTWARE DEVELOPMENT FOR SMS INTEGRATION | I035395 | VNEWPROD | B | Test10880 | 10924 | C | NOS.
5G CPE PRO | I035396 | CMOBSWEQ | A | Test10881 | 10925 | C | NOS.
WIFI-Q2 | I035397 | CMOBSWEQ | A | Test10882 | 10926 | C | NOS.
NTI-51022-A3S:INFRARED IP BULLET 1080P IP66 AVF SMBPKG(SL181 | I035398 | SSURVLNCE | A | Test10883 | 10927 | C | NOS.
LTC 9213/01:POLE MOUNT ADAPTER(SL181) | I035399 | SSURVLNCE | A | Test10884 | 10928 | C | NOS.
NDI-50022-A3: INFRARED IP DOME 1080P IP66 AVF (SL181) | I035400 | SSURVLNCE | A | Test10885 | 10929 | C | NOS.
MIC-7502-Z30B:PTZ CAMERA 2MP HDR 30X IP68, BLACK(SL181) | I035401 | SSURVLNCE | A | Test10886 | 10930 | C | NOS.
VG4-A-PSU2@3: 230VAC 100W NEMA PSU WHITE(SL181) | I035402 | SSURVLNCE | A | Test10887 | 10931 | C | NOS.
MIC-ILB-300:ILLUMINATOR WHITE-IR LIGHT 450M, BLACK(SL181) | I035403 | SSURVLNCE | A | Test10888 | 10932 | C | NOS.
MIC-WMB-BD: WALL MOUNT BRACKET BLACK RAL9005 SAND(SL181) | I035404 | SSURVLNCE | A | Test10889 | 10933 | C | NOS.
DIP-71F8-16HD:DIVAR IP 7000 3U 16X8TB (R2)(SL181) | I035405 | SSURVLNCE | A | Test10890 | 10934 | C | NOS.
BX625CI-MS:APC BATTERY BACKUPS 625VA(SL181) | I035406 | SSURVLNCE | A | Test10891 | 10935 | C | NOS.
MBV-XCHAN-DIP:DIVAR IP CHANNEL (ENC/DEC) EXPANS.(8)(SL181) | I035407 | Sales Relat Ser | B | Test10892 | 10936 | C | NOS.
TC43” TV-LED FULL HD SMART WIFI ANDROID | I035408 | ODISPDVCS | A | Test10893 | 10937 | C | NOS.
5C X 6SQMM (7/1.04MM) CU/PVC/PVC | I035409 | OMISC | A | Test10894 | 10938 | C | NOS.
NODEB(2100MHZ)S2/2/2 ENODEB(1800MHZ) S2/2/2(400 MBPS,400RRC | I035411 | CMOBSWEQ | A | Test10895 | 10939 | C | NOS.
NODEB(2100MHZ)S2/2/2>NODEB(2100MHZ)S2/2/2+ENODEB(L1800MHZ) S | I035412 | CMOBSWEQ | A | Test10896 | 10940 | C | NOS.
EASY MACRO EQUIPMENT(WITH E4 CARD) | I035413 | CMOBSWEQ | A | Test10897 | 10941 | C | NOS.
QNA-T310G1S:QNAP THUNDERBOLT 3 TO 10GE ADAPTER | I035418 | COPFIBRNTWK | A | Test10898 | 10942 | C | NOS.
SFP-10G-SR-KCC:CISCO COMPATIBLE 10BASE-SR SFP+TRANSCEIVER MO | I035419 | COPFIBRNTWK | A | Test10899 | 10943 | C | NOS.
POWER SYSTEM WITH OD CABINET PER NODE | I035420 | CPWR SYSTEM | A | Test10900 | 10944 | C | NOS.
SPARE PARTS X 1 LOT | I035421 | CPWR SYSTEM | A | Test10901 | 10945 | C | NOS.
PWR-C1-350WAC-P 350W AC 80+ PLATINUM CONFIG 1 POWER SUPPLY | I035422 | CSRVRACS | A | Test10902 | 10946 | C | NOS.
PRODUCTION OF MEDALS | I035423 | VEXTPPRE | B | Test10903 | 10947 | C | NOS.
PICO | I035424 | CMISC | A | Test10904 | 10948 | C | NOS.
MOBILE BROADBAND KIT PACK-- V7.2019 | I035425 | POSG32 | A | Test10905 | 10949 | A | NOS.
SUN-PLC116-2L1.5-SC-C:FIBER OPTIC SPLITTER(SL173) | I035426 | SOPFIBRNTWK | A | Test10906 | 10950 | C | NOS.
DIESEL GENERATING SET MODEL AC DZ20 AD,20KVA | I035432 | CGENTSP | A | Test10907 | 10951 | C | NOS.
20KVA-ATS PANEL FOR CHANGEOVER BETWEEN GS1/GS2+MAINS | I035433 | CPWR SYSTEM | A | Test10908 | 10952 | C | NOS.
DIESEL GENERATING SET MODEL AC DZ30 AD, 30KVA | I035434 | CGENTSP | A | Test10909 | 10953 | C | NOS.
30KVA-ATS PANEL FOR CHANGEOVER BETWEEN GS+MAINS | I035435 | CPWR SYSTEM | A | Test10910 | 10954 | C | NOS.
NETSURE 531 A91 | I035437 | CPWR SYSTEM | A | Test10911 | 10955 | C | NOS.
M830B: RECTIFIER CONTROL MODULE | I035438 | CPWR SYSTEM | A | Test10912 | 10956 | C | NOS.
MOULD CHARGE | I035441 | VEXTPPRE | B | Test10913 | 10957 | C | NOS.
SUN-FOSC-ZT101 FIBER OPTIC SPLICE CLOSURE | I035442 | OCRITICAL-ITEMS | A | Test10914 | 10958 | C | Set
THURAYA X5-TOUCH | I035443 | POSG10 | A | Test10915 | 10959 | A | Nos.
XT-HOTSPOT ( XT, PRO,PRO DUAL) | I035444 | POSG30 | A | Test10916 | 10960 | C | nos.
SOLAR CHARGER MPOWERPAD | I035445 | POSG30 | A | Test10917 | 10961 | C | NOS.
THURAYA FDU XT PLUS | I035447 | POSG30 | A | Test10918 | 10962 | C | NOS.
EXT ANTENNA-XT (LITE,PRO DUAL) | I035448 | POSG30 | A | Test10919 | 10963 | C | NOS.
TRVL CHRG-XT(PRO,PRO DUAL) | I035449 | POSG30 | A | Test10920 | 10964 | C | NOS.
TRVL CHRG (XT,XT L,SATSLV) | I035450 | POSG30 | A | Test10921 | 10965 | C | NOS.
THURAYA BATTERY X5-TOUCH | I035451 | POSG30 | A | Test10922 | 10966 | C | NOS.
THURAYA BATTERY XT-PRO DUAL | I035452 | POSG30 | A | Test10923 | 10967 | C | NOS.
THURAYA BATTERY XT-PRO | I035453 | POSG30 | A | Test10924 | 10968 | C | NOS.
THURAYA BATTERY XT-LITE | I035454 | POSG30 | A | Test10925 | 10969 | C | NOS.
EIR MONITORING SERVER | I035455 | CSRVRS | A | Test10926 | 10970 | C | NOS.
BATTERY RACK ( 24 CELL) | I035456 | CMISC | A | Test10927 | 10971 | C | NOS.
VRLA GEL BATTERY 48V 1000AH(-VE) | I035457 | CPWR SYSTEM | A | Test10928 | 10972 | C | NOS.
NB141207-20F:14X12X7" 240 VAC WEATHERPROOF ENCLOSUR(SL181) | I035458 | SSRVRKS | A | Test10929 | 10973 | C | NOS.
J9774A:ARUBA 2530-8G-POE+ SWITCH(SL181) | I035459 | SSRVRACS | A | Test10930 | 10974 | C | NOS.
J4859D:ARUBA 1G SFP LC LX 10KM SMF XCVR(SL181) | I035460 | SOPFIBRNTWK | A | Test10931 | 10975 | C | NOS.
THURAYA BATTERY XT-DUAL | I035462 | POSG30 | A | Test10932 | 10976 | C | NOS.
THURAYA BATTERY SATSLEEVE | I035463 | POSG30 | A | Test10933 | 10977 | C | NOS.
EXHAUST RISER | I035464 | CGENTSP | A | Test10934 | 10978 | C | NOS.
SILENCER - FOR 620KVA GENERATOR | I035465 | CGENTSP | A | Test10935 | 10979 | C | NOS.
10G INTERCONNECTION & SMW5 CAPACITY ( COL-SNG) LEASE | I035466 | Cap Related Ser | B | Test10936 | 10980 | C | NOS.
CROSS CONNECTION AT EQUINIX, SINGAPORE | I035467 | Cap Related Ser | B | Test10937 | 10981 | C | NOS.
MATE 20 X, 256GB, EMRLD GRN | I035468 | POSG12 | A | Test10938 | 10982 | A | NOS.
THERMISTOR | I035469 | OACNSPR | A | Test10939 | 10983 | C | NOS.
GALAXY NOTE 10 256GB BLACK | I035470 | POSG12 | A | Test10940 | 10984 | A | NOS.
GALAXY NOTE 10 256GB RED | I035471 | POSG12 | A | Test10941 | 10985 | A | NOS.
GALAXY NOTE 10 256GB SILVER | I035472 | POSG12 | A | Test10942 | 10986 | A | NOS.
GALAXY NOTE 10+ 256GB BLACK | I035473 | POSG12 | A | Test10943 | 10987 | A | NOS.
GALAXY NOTE 10+ 256GB SILVER | I035474 | POSG12 | A | Test10944 | 10988 | A | NOS.
GALAXY NOTE 10+ 256GB WHITE | I035475 | POSG12 | A | Test10945 | 10989 | A | NOS.
GALAXY NOTE 10+ 512GB BLACK | I035476 | POSG12 | A | Test10946 | 10990 | A | NOS.
GALAXY NOTE 10+ 512GB SILVER | I035477 | POSG12 | A | Test10947 | 10991 | A | NOS.
GALAXY NOTE 10+ 512GB WHITE | I035478 | POSG12 | A | Test10948 | 10992 | A | NOS.
NIN-73023-A3A: FLEXIDOME IP 7000 VR 1080P 3-9MM IVA | I035479 | SSURVLNCE | A | Test10949 | 10993 | C | NOS.
NIN-63023-A3: FLEXIDOME IP 6000 VR 1080P 3-9MM | I035480 | SSURVLNCE | A | Test10950 | 10994 | C | NOS.
C CHANNEL 48X100MM, THICK: 5.3MM, L: 6M | I035481 | CMISC | A | Test10951 | 10995 | C | NOS.
SQUARE HOLLOW SECTION 50X50MM THICK:4MM L: 6M | I035482 | CMISC | A | Test10952 | 10996 | C | NOS.
RECTANGULAR HOLLOW SECTION 50X100MM THICK:4MM L:6M | I035483 | CMISC | A | Test10953 | 10997 | C | NOS.
ANGLE 50X50MM THICK:6MM L:6M | I035484 | CMISC | A | Test10954 | 10998 | C | NOS.
ANGLE 75X75MM THICK:6MM | I035485 | CMISC | A | Test10955 | 10999 | C | NOS.
ANGLE 30X30MM THICK:4MM | I035486 | CMISC | A | Test10956 | 11000 | C | NOS.
FC-10-FG1HE-950-02-12:UTM BUNDLE (24X7 FORTICARE PLUS AIAWF | I035487 | V-I'NET-SEC-SER | B | Test10957 | 11001 | C | NOS.
PRODUCTION OF TROPHIES | I035488 | VEXTPPRE | B | Test10958 | 11002 | C | NOS.
GEAR WATCH BLACK SM-R500 | I035489 | POSG12 | A | Test10959 | 11003 | A | NOS.
GEAR WATCH GREEN SM-R500 | I035490 | POSG12 | A | Test10960 | 11004 | A | NOS.
MOBILE BATTERY BANK , 2000MAH | I035491 | OMISC | A | Test10961 | 11005 | C | NOS.
TCL 43" TV-LED FULL HD ULTRA SLIM | I035492 | OMISC | A | Test10962 | 11006 | C | NOS.
TDX 20027/480TT: SERVICE ENTERANCE SUPPRESSOR WITH TRIGGERED | I035500 | CLGTSPSP | A | Test10963 | 11007 | C | NOS.
STRATEGY AWAY DAY | I035501 | VCONSULT | B | Test10964 | 11008 | C | NOS.
CABLE 4C X 16MM2 CU/PVC/PVC-UNARMOURED(POW CBL) | I035502 | CPWRCABLE | A | Test10965 | 11009 | C | Mtr
3MG27221AA:ALCATEL 8019S DESKPHONE MOON GREY | I035503 | OTELEEQ | A | Test10966 | 11010 | C | NOS.
TOONLY-TOONLY ENTERPRISE(MONTHLY) | I035509 | VNEWPROD | B | Test10967 | 11011 | C | NOS.
ENGINEER FEE | I035510 | VGENSPAR | B | Test10968 | 11012 | C | NOS.
ZL450G:3M CABLE LADDER 450MM WIDE | I035515 | CANTMAST | A | Test10969 | 11013 | C | NOS.
ZCG:PAIRS COUPLERS | I035516 | CANTMAST | A | Test10970 | 11014 | C | NOS.
ZFB45090300G:450MM 90 FLAT BEND | I035517 | CANTMAST | A | Test10971 | 11015 | C | NOS.
ZOR45090300G:450MM 90 OUTSIDE RISER | I035518 | CANTMAST | A | Test10972 | 11016 | C | NOS.
ZOR45090450G:450MM 90 OUTSIDE RISER | I035519 | CANTMAST | A | Test10973 | 11017 | C | NOS.
ZOR45090600G:450MM 90 OUTSIDE RISER | I035520 | CANTMAST | A | Test10974 | 11018 | C | NOS.
LFGM10P50:LADDER FASTENER SET PK 50 GALV | I035521 | CANTMAST | A | Test10975 | 11019 | C | NOS.
ZJG:HOLD DOWN BRACKET | I035522 | CANTMAST | A | Test10976 | 11020 | C | NOS.
MGR64:150*100 TRUNKING 3M | I035523 | CANTMAST | A | Test10977 | 11021 | C | NOS.
MGR64AGL:150*100 TOP 90' BEND | I035524 | CANTMAST | A | Test10978 | 11022 | C | NOS.
MGR64CGL:150*100 EXT 90' BEND | I035525 | CANTMAST | A | Test10979 | 11023 | C | NOS.
MGR64AGT:150*100 TOP TEE | I035526 | CANTMAST | A | Test10980 | 11024 | C | NOS.
MGR64E:150*100 END CAP | I035527 | CANTMAST | A | Test10981 | 11025 | C | NOS.
MGR64C:150*100 CONNECTOR | I035528 | CANTMAST | A | Test10982 | 11026 | C | NOS.
MGR64FA:150*100 FITTING ADAPTOR | I035529 | CANTMAST | A | Test10983 | 11027 | C | NOS.
EL:COPPER EARTH LINKS (PACK 10) | I035530 | CANTMAST | A | Test10984 | 11028 | C | NOS.
T301:M5X8 COMBO HEX POZI/SLOT RIPFL | I035531 | CANTMAST | A | Test10985 | 11029 | C | NOS.
CPU2-640E:CENTRAL PROCESSING UNIT FOR THE NFS2-640 WITH INTE | I035536 | CPWR SYSTEM | A | Test10986 | 11030 | C | NOS.
KDM-R2:KEYBOARD DISPLAY MODULE FOR CPU2-640 80-CHERACTER DIS | I035537 | CPWR SYSTEM | A | Test10987 | 11031 | C | NOS.
SBB-B4:BACKBOX 2 CHASSIS BLACK | I035538 | CPWR SYSTEM | A | Test10988 | 11032 | C | NOS.
DP-DISP:DRESS PLATE DISPLAY BLACK | I035539 | CPWR SYSTEM | A | Test10989 | 11033 | C | NOS.
DR-B4:DOOR LOCK & KEYS. ACCEPTS 2 CHASSIS BLACK | I035540 | CPWR SYSTEM | A | Test10990 | 11034 | C | NOS.
BMP-1:BLANK MODULE DRESS PLATE USED TO COVER ANNUNCIATOR POS | I035541 | CPWR SYSTEM | A | Test10991 | 11035 | C | NOS.
HS-NCM-SF:HIGH-SPEED NETWORK COMMUNICATIONS MODULE FIBER-OPT | I035542 | CPWR SYSTEM | A | Test10992 | 11036 | C | NOS.
BP2-4:BATTERY DRESS PANEL FOR CAB-4 SERIES FOR USE WITH THE | I035543 | CPWR SYSTEM | A | Test10993 | 11037 | C | NOS.
CHS-4L:CHASSIS LOW PROFILE FOR MOUNTING THE AA-30 OR LDM | I035544 | CPWR SYSTEM | A | Test10994 | 11038 | C | NOS.
DP-IB:DRESS PANEL BLANK COVERS UNUSED CABINET ROW(S) PAINTED | I035545 | CPWR SYSTEM | A | Test10995 | 11039 | C | NOS.
NGB-12LRA:DUAL ACTION RELEASING STATION WITH ABORT, RED, TER | I035546 | CPWR SYSTEM | A | Test10996 | 11040 | C | NOS.
S8-I/O:INDOOR/OUTDOOR BLACKBOX FOR NBC-12 SERIES; EXCEPT NBC | I035547 | CPWR SYSTEM | A | Test10997 | 11041 | C | NOS.
FMM/101:ADDRESSABLE MINI MODULE WITH FLASHSEAN SUPERVISES A | I035548 | CPWR SYSTEM | A | Test10998 | 11042 | C | NOS.
FRM/1:ADDRESSABLE RELAY MODULE WITH FLASHSEAN PROVIDES TWO F | I035549 | CPWR SYSTEM | A | Test10999 | 11043 | C | NOS.
FSP/851:INTELLIGENT ADDRESSABLE 135 DEGREE OPTICAL DETECTOR | I035550 | CPWR SYSTEM | A | Test11000 | 11044 | C | NOS.
B/501UL:INTELLIGENT DETECTOR BASE WITHOUT FLANGE | I035551 | CPWR SYSTEM | A | Test11001 | 11045 | C | NOS.
HRK:HORN ONLY. 12 OR 24 VOLT. RED, WALL MOUNT, OUTDOOR, INCL | I035552 | CPWR SYSTEM | A | Test11002 | 11046 | C | NOS.
FCM/1:ADDRESSABLE CONTROL MODULE WITH FLASHSEAN CONFIGURED F | I035553 | CPWR SYSTEM | A | Test11003 | 11047 | C | NOS.
P2RK:HORN/STROBE, 12/24 VOLT. RED, MUTTT-CENDELN 15.15/75.30 | I035554 | CPWR SYSTEM | A | Test11004 | 11048 | C | NOS.
FCM-1-REL:ADDRESSABLE RELEASING MODULE FLASHSEAN ONLY. | I035555 | CPWR SYSTEM | A | Test11005 | 11049 | C | NOS.
NWS-3: WEB-BASED HTML SERVER HARDWARE USED FOR REMOTE VIEWIN | I035556 | CPWR SYSTEM | A | Test11006 | 11050 | C | NOS.
VEU-A10-NTF:VESDA-E VEP W3.5 NOTIFIER | I035557 | CPWR SYSTEM | A | Test11007 | 11051 | C | NOS.
E700-CT:CAPILLARY TUBE 5.2MM ID 8MM OD PER METRE | I035558 | CPWR SYSTEM | A | Test11008 | 11052 | C | NOS.
E700-CSC:CAPILLARY SAMPLING CONNECTOR FOR CAPILLARY TUBES | I035559 | CPWR SYSTEM | A | Test11009 | 11053 | C | NOS.
E700TA:TRUNK ADAPTOR FOR CAPILLARY TUBES | I035560 | CPWR SYSTEM | A | Test11010 | 11054 | C | NOS.
E700-SP:SAMPLING POINT FOR CAPILLARY TUBE END | I035561 | CPWR SYSTEM | A | Test11011 | 11055 | C | NOS.
E700-SPLR:SAMPLING POINT LABEL RED | I035562 | CPWR SYSTEM | A | Test11012 | 11056 | C | NOS.
GST-I-9102:INTELLIGENT PHOTOELECTRIC SMOKE DETECTOR | I035563 | OHEALTHSAFETY | A | Test11013 | 11057 | C | NOS.
GST DZ-03:COMMON DETECTOR BASE | I035564 | OHEALTHSAFETY | A | Test11014 | 11058 | C | NOS.
GST P-9910B:HAND HELD PROGRAMMER | I035565 | OHEALTHSAFETY | A | Test11015 | 11059 | C | NOS.
STB DV8535 | I035566 | OPWR SYSTEM | A | Test11016 | 11060 | C | NOS.
RCU NO1 | I035567 | OPWR SYSTEM | A | Test11017 | 11061 | C | NOS.
RCU NO3 | I035568 | OPWR SYSTEM | A | Test11018 | 11062 | C | NOS.
RCU NO5 | I035569 | OPWR SYSTEM | A | Test11019 | 11063 | C | NOS.
LNB 3200F-BPF-1 | I035570 | OINSTMAT | A | Test11020 | 11064 | C | NOS.
LNB 3200F-BPF-3 | I035571 | OANTMAST | A | Test11021 | 11065 | C | NOS.
BATTERY VRLA (-VE) 48V, 1000AH | I035586 | CPWR SYSTEM | A | Test11022 | 11066 | C | NOS.
BATTERY VRLA (-VE) 48V, 500AH | I035587 | CPWR SYSTEM | A | Test11023 | 11067 | C | NOS.
MODULE LIFTING STRAP OR LIFTING DEVICE (1 PIECE PER SITE) | I035588 | CPWR SYSTEM | A | Test11024 | 11068 | C | NOS.
20MM DIA FABRICATED BI PIPE 4200MM | I035589 | CINSTMAT | A | Test11025 | 11069 | C | NOS.
20MM DIA FABRICATED BI PIPE 496MM | I035590 | CINSTMAT | A | Test11026 | 11070 | C | NOS.
20MM DIA FABRICATED BI PIPE 2900MM | I035591 | CINSTMAT | A | Test11027 | 11071 | C | NOS.
20MM DIA FABRICATED BI PIPE 3900MM | I035592 | CINSTMAT | A | Test11028 | 11072 | C | NOS.
20MM DIA FABRICATED BI PIPE 2660MM | I035593 | CINSTMAT | A | Test11029 | 11073 | C | NOS.
20MM DIA FABRICATED BI PIPE 2220MM | I035594 | CINSTMAT | A | Test11030 | 11074 | C | NOS.
20MM DIA FABRICATED BI PIPE 2400MM | I035595 | CINSTMAT | A | Test11031 | 11075 | C | NOS.
20MM DIA FABRICATED BI PIPE 2870MM | I035596 | CINSTMAT | A | Test11032 | 11076 | C | NOS.
20MM DIA FABRICATED BI PIPE 4960MM | I035597 | CINSTMAT | A | Test11033 | 11077 | C | NOS.
25MM DIA FABRICATED BI PIPE 2420MM | I035598 | CINSTMAT | A | Test11034 | 11078 | C | NOS.
25MM DIA FABRICATED BI PIPE 2310MM | I035599 | CINSTMAT | A | Test11035 | 11079 | C | NOS.
25MM DIA FABRICATED BI PIPE 3900MM | I035600 | CINSTMAT | A | Test11036 | 11080 | C | NOS.
25MM DIA FABRICATED BI PIPE 240MM | I035601 | CINSTMAT | A | Test11037 | 11081 | C | NOS.
32MM DIA FABRICATED BI PIPE 4335MM | I035602 | CINSTMAT | A | Test11038 | 11082 | C | NOS.
32MM DIA FABRICATED BI PIPE 5450MM | I035603 | CINSTMAT | A | Test11039 | 11083 | C | NOS.
32MM DIA FABRICATED BI PIPE 3500MM | I035604 | CINSTMAT | A | Test11040 | 11084 | C | NOS.
32MM DIA FABRICATED BI PIPE 340MM | I035605 | CINSTMAT | A | Test11041 | 11085 | C | NOS.
32MM DIA FABRICATED BI PIPE 675MM | I035606 | CINSTMAT | A | Test11042 | 11086 | C | NOS.
32MM DIA FABRICATED BI PIPE 150MM | I035607 | CINSTMAT | A | Test11043 | 11087 | C | NOS.
40MM DIA FABRICATED BI PIPE 1940MM | I035608 | CINSTMAT | A | Test11044 | 11088 | C | NOS.
40MM DIA FABRICATED BI PIPE 1040MM | I035609 | CINSTMAT | A | Test11045 | 11089 | C | NOS.
40MM DIA FABRICATED BI PIPE 340MM | I035610 | CINSTMAT | A | Test11046 | 11090 | C | NOS.
40MM DIA FABRICATED BI PIPE 5700MM | I035611 | CINSTMAT | A | Test11047 | 11091 | C | NOS.
40MM DIA FABRICATED BI PIPE 1140MM | I035612 | CINSTMAT | A | Test11048 | 11092 | C | NOS.
40MM DIA FABRICATED BI PIPE 1365MM | I035613 | CINSTMAT | A | Test11049 | 11093 | C | NOS.
40MM DIA FABRICATED BI PIPE 2900MM | I035614 | CINSTMAT | A | Test11050 | 11094 | C | NOS.
40MM DIA FABRICATED BI PIPE 140MM | I035615 | CINSTMAT | A | Test11051 | 11095 | C | NOS.
65MM DIA FABRICATED BI PIPE 430MM | I035616 | CINSTMAT | A | Test11052 | 11096 | C | NOS.
65MM DIA FABRICATED BI PIPE 3650MM | I035617 | CINSTMAT | A | Test11053 | 11097 | C | NOS.
65MM DIA FABRICATED BI PIPE 3500MM | I035618 | CINSTMAT | A | Test11054 | 11098 | C | NOS.
65MM DIA FABRICATED BI PIPE 980MM | I035619 | CINSTMAT | A | Test11055 | 11099 | C | NOS.
80MM DIA FABRICATED BI PIPE 2670MM | I035620 | CINSTMAT | A | Test11056 | 11100 | C | NOS.
80MM DIA FABRICATED BI PIPE 3530MM | I035621 | CINSTMAT | A | Test11057 | 11101 | C | NOS.
80MM DIA FABRICATED BI PIPE 3500MM | I035622 | CINSTMAT | A | Test11058 | 11102 | C | NOS.
80MM DIA FABRICATED BI PIPE 500MM | I035623 | CINSTMAT | A | Test11059 | 11103 | C | NOS.
80MM DIA FABRICATED BI PIPE 1000MM | I035624 | CINSTMAT | A | Test11060 | 11104 | C | NOS.
80MM DIA FABRICATED BI PIPE 700MM | I035625 | CINSTMAT | A | Test11061 | 11105 | C | NOS.
100MM DIA FABRICATED BI PIPE 1140MM | I035626 | CINSTMAT | A | Test11062 | 11106 | C | NOS.
100MM DIA FABRICATED BI PIPE 3610MM | I035627 | CINSTMAT | A | Test11063 | 11107 | C | NOS.
100MM DIA FABRICATED BI PIPE 3600MM | I035628 | CINSTMAT | A | Test11064 | 11108 | C | NOS.
150MM DIA FABRICATED BI PIPE 2000MM | I035629 | CINSTMAT | A | Test11065 | 11109 | C | NOS.
FORGED STEEL THREADED ELBOW 20MM DIA | I035630 | CINSTMAT | A | Test11066 | 11110 | C | NOS.
FORGED STEEL THREADED ELBOW 32MM DIA | I035631 | CINSTMAT | A | Test11067 | 11111 | C | NOS.
FORGED STEEL THREADED ELBOW 40MM DIA | I035632 | CINSTMAT | A | Test11068 | 11112 | C | NOS.
FORGED STEEL THREADED ELBOW 65MM DIA | I035633 | CINSTMAT | A | Test11069 | 11113 | C | NOS.
FORGED STEEL THREADED EQUAL TEE 25MM DIA | I035634 | CINSTMAT | A | Test11070 | 11114 | C | NOS.
FORGED STEEL THREADED EQUAL TEE 32MM DIA | I035635 | CINSTMAT | A | Test11071 | 11115 | C | NOS.
FORGED STEEL THREADED EQUAL TEE 40MM DIA | I035636 | CINSTMAT | A | Test11072 | 11116 | C | NOS.
FORGED STEEL THREADED EQUAL TEE 65MM DIA | I035637 | CINSTMAT | A | Test11073 | 11117 | C | NOS.
FORGED STEEL THREADED SOCKET 15MM DIA | I035638 | CINSTMAT | A | Test11074 | 11118 | C | NOS.
FORGED STEEL THREADED SOCKET 20MM DIA | I035639 | CINSTMAT | A | Test11075 | 11119 | C | NOS.
FORGED STEEL THREADED SOCKET 32MM DIA | I035640 | CINSTMAT | A | Test11076 | 11120 | C | NOS.
FORGED STEEL THREADED SOCKET 40MM DIA | I035641 | CINSTMAT | A | Test11077 | 11121 | C | NOS.
FORGED STEEL THREADED SOCKET 50MM DIA | I035642 | CINSTMAT | A | Test11078 | 11122 | C | NOS.
FORGED STEEL THREADED SOCKET 65MM DIA | I035643 | CINSTMAT | A | Test11079 | 11123 | C | NOS.
FORGED STEEL BARREL NIPPLE 20MM DIA | I035644 | CINSTMAT | A | Test11080 | 11124 | C | NOS.
FORGED STEEL BARREL NIPPLE 25MM DIA | I035645 | CINSTMAT | A | Test11081 | 11125 | C | NOS.
FORGED STEEL BARREL NIPPLE 32MM DIA | I035646 | CINSTMAT | A | Test11082 | 11126 | C | NOS.
FORGED STEEL BARREL NIPPLE 40MM DIA | I035647 | CINSTMAT | A | Test11083 | 11127 | C | NOS.
FORGED STEEL BARREL NIPPLE 50MM DIA | I035648 | CINSTMAT | A | Test11084 | 11128 | C | NOS.
FORGED STEEL BARREL NIPPLE 65MM DIA | I035649 | CINSTMAT | A | Test11085 | 11129 | C | NOS.
FORGED STEEL THREADED REDUCING BUSH 40MMX15MM | I035650 | CINSTMAT | A | Test11086 | 11130 | C | NOS.
FORGED STEEL THREADED REDUCER 25MMX20MM | I035651 | CINSTMAT | A | Test11087 | 11131 | C | NOS.
FORGED STEEL THREADED REDUCER 32MMX20MM | I035652 | CINSTMAT | A | Test11088 | 11132 | C | NOS.
FORGED STEEL THREADED REDUCER 32MMX25MM | I035653 | CINSTMAT | A | Test11089 | 11133 | C | NOS.
FORGED STEEL THREADED REDUCER 40MMX25MM | I035654 | CINSTMAT | A | Test11090 | 11134 | C | NOS.
FORGED STEEL THREADED REDUCER 40MMX32MM | I035655 | CINSTMAT | A | Test11091 | 11135 | C | NOS.
FORGED STEEL THREADED REDUCER 50MMX32MM | I035656 | CINSTMAT | A | Test11092 | 11136 | C | NOS.
FORGED STEEL THREADED REDUCER 50MMX40MM | I035657 | CINSTMAT | A | Test11093 | 11137 | C | NOS.
WELDABLE FLANGE WITH NUT, BOLT 6 WASHER 80MM DIA | I035658 | CINSTMAT | A | Test11094 | 11138 | C | NOS.
WELDABLE FLANGE WITH NUT, BOLT & WASHER 100MM DLA | I035659 | CINSTMAT | A | Test11095 | 11139 | C | NOS.
FIRE RESISTANT CABLE 2CORE X L.5MM2 (500M DRUM) | I035660 | CINSTMAT | A | Test11096 | 11140 | C | NOS.
HANGING BRACKET (4 MP-PI107-110) | I035661 | CINSTMAT | A | Test11097 | 11141 | C | NOS.
HANGING BRACKET (3 MP-PI 81-87) | I035662 | CINSTMAT | A | Test11098 | 11142 | C | NOS.
HANGING BRACKET (2 ½ MP-PI 75-80) | I035663 | CINSTMAT | A | Test11099 | 11143 | C | NOS.
HANGING BRACKET (1 ½ MP-PI 48-53) | I035664 | CINSTMAT | A | Test11100 | 11144 | C | NOS.
HANGING BRACKET (1 ¼ MP-PI 38-46) | I035665 | CINSTMAT | A | Test11101 | 11145 | C | NOS.
HANGING BRACKET (1 MP-PI 32-36) | I035666 | CINSTMAT | A | Test11102 | 11146 | C | NOS.
HANGING BRACKET ( ¾ MP-PI 25-28) | I035667 | CINSTMAT | A | Test11103 | 11147 | C | NOS.
ANGLE IRON 40MMX40MMX5MM (3M LENGTH) | I035668 | CINSTMAT | A | Test11104 | 11148 | C | NOS.
C-CHANNEL 100MMX50MMX5MM (6M LENGTH) | I035669 | CINSTMAT | A | Test11105 | 11149 | C | NOS.
FABRICATED HANGING BRACKET (U-BRACKET) 700MMX300MM | I035670 | CINSTMAT | A | Test11106 | 11150 | C | NOS.
FABRICATED HANGING BRACKET (L-BRACKET) 700MMX250MM | I035671 | CINSTMAT | A | Test11107 | 11151 | C | NOS.
U-BOLT 100MMX10MM | I035672 | CINSTMAT | A | Test11108 | 11152 | C | NOS.
U-BOLT 80MMX10MM | I035673 | CINSTMAT | A | Test11109 | 11153 | C | NOS.
U-BOLT 65MMX10MM | I035674 | CINSTMAT | A | Test11110 | 11154 | C | NOS.
U-BOLT 40MMX10MM | I035675 | CINSTMAT | A | Test11111 | 11155 | C | NOS.
U-BOLT 32MMX10MM | I035676 | CINSTMAT | A | Test11112 | 11156 | C | NOS.
U-BOLT 25MMX10MM | I035677 | CINSTMAT | A | Test11113 | 11157 | C | NOS.
U-BOLT 20MMX10MM | I035678 | CINSTMAT | A | Test11114 | 11158 | C | NOS.
THREADED BAR - 10MM (2M LENGTH) | I035679 | CINSTMAT | A | Test11115 | 11159 | C | NOS.
HANGING ANCHOR (TOP) 10MM (100 NOS PACKET) | I035680 | CINSTMAT | A | Test11116 | 11160 | C | NOS.
HANGING ANCHOR (SET) 10MM (100 NOS PACKET) | I035681 | CINSTMAT | A | Test11117 | 11161 | C | NOS.
25MM DIA GL CONDUIT PIPE 4M LENGTH | I035682 | CINSTMAT | A | Test11118 | 11162 | C | NOS.
25MM DIA GL FLEXIBLE CONDUIT PIPE (PVC QUOTED) (25M ROLL) | I035683 | CINSTMAT | A | Test11119 | 11163 | C | NOS.
25MM DIA GL CONDUIT INSPECTION BEND | I035684 | CINSTMAT | A | Test11120 | 11164 | C | NOS.
25MM DIA GL CONDUIT SOCKET | I035685 | CINSTMAT | A | Test11121 | 11165 | C | NOS.
25MM DIA GL CONDUIT JUNCTION BOX (1-WAY) | I035686 | CINSTMAT | A | Test11122 | 11166 | C | NOS.
25MM DIA GL CONDUIT JUNCTION BOX (2-WAY) | I035687 | CINSTMAT | A | Test11123 | 11167 | C | NOS.
25MM DIA GL CONDUIT JUNCTION BOX (3-WAY) | I035688 | CINSTMAT | A | Test11124 | 11168 | C | NOS.
25MM DIA GL CONDUIT JUNCTION BOX (4-WAY) | I035689 | CINSTMAT | A | Test11125 | 11169 | C | NOS.
25MM DIA GL CONDUIT JUNCTION BOX (ANGLE) | I035690 | CINSTMAT | A | Test11126 | 11170 | C | NOS.
25MM DIA BRASS GLAND (MALE) | I035691 | CINSTMAT | A | Test11127 | 11171 | C | NOS.
25MM DIA BRASS GLAND (FEMALE) | I035692 | CINSTMAT | A | Test11128 | 11172 | C | NOS.
25MM DIA GL CONDUIT SADDLE | I035693 | CINSTMAT | A | Test11129 | 11173 | C | NOS.
WALL PLUG NO-06 (100 PACKET) | I035694 | CINSTMAT | A | Test11130 | 11174 | C | NOS.
TAPPING SCREW 1 ¼ X 7MM (100 PACKET) | I035695 | CINSTMAT | A | Test11131 | 11175 | C | NOS.
NUT AND BOLT 10MM(100 PACKET) | I035696 | CINSTMAT | A | Test11132 | 11176 | C | NOS.
20MM DIA CPVC PIPE 4M LENGTH | I035697 | CINSTMAT | A | Test11133 | 11177 | C | NOS.
20MM DIA CPVC PIPE BEND | I035698 | CINSTMAT | A | Test11134 | 11178 | C | NOS.
20MM DIA CPVC PIPE TEE | I035699 | CINSTMAT | A | Test11135 | 11179 | C | NOS.
20MM DIA CPVC PIPE SOCKET | I035700 | CINSTMAT | A | Test11136 | 11180 | C | NOS.
20MM DIA CPVC PIPE L-BOW | I035701 | CINSTMAT | A | Test11137 | 11181 | C | NOS.
CPVC GUM (500G) | I035702 | CINSTMAT | A | Test11138 | 11182 | C | NOS.
CAPILLARY TUBE (30M ROLL) | I035703 | CINSTMAT | A | Test11139 | 11183 | C | NOS.
BATTERY 12V/7AMP | I035704 | CINSTMAT | A | Test11140 | 11184 | C | NOS.
EPIFIX HARDENER | I035705 | CINSTMAT | A | Test11141 | 11185 | C | NOS.
EPIFIX RESIN | I035706 | CINSTMAT | A | Test11142 | 11186 | C | NOS.
25MM THREAD SEAT TAPE | I035707 | CINSTMAT | A | Test11143 | 11187 | C | NOS.
POST OFFICE RED-GLOSS FINISH PAINT (4L) | I035708 | CINSTMAT | A | Test11144 | 11188 | C | NOS.
THINNER 2L | I035709 | CINSTMAT | A | Test11145 | 11189 | C | NOS.
C CHANNEL-HOTDIPPED GALVANIZEDSTEEL/GR.43 DIMEN50X100 6MM 6M | I035710 | CANTMAST | A | Test11146 | 11190 | C | NOS.
HOLLOW SECTION(SHS)-HOT DIPPEDGALVANIZEDSTEEL/GR.43 50X50 4M | I035711 | CANTMAST | A | Test11147 | 11191 | C | NOS.
HOLLOW SECTION(SHS)-HOT DIPPED GALVANIZED STEEL/GR.43 100X50 | I035712 | CANTMAST | A | Test11148 | 11192 | C | NOS.
L ANGLE-HOT DIPPED GALVANIZED STEEL/GR.43 DIME50X50 6MM 5.8M | I035713 | CANTMAST | A | Test11149 | 11193 | C | NOS.
ANGLE-HOT DIPPEDGALVANIZEDSTEEL/GR.43 DIMENS75X75 6MM 5.8M | I035714 | CANTMAST | A | Test11150 | 11194 | C | NOS.
L ANGLE-HOT DIPPEDGALVANIZED STEEL/GR.43 DIM40X40X6 6MM 5.8M | I035715 | CANTMAST | A | Test11151 | 11195 | C | NOS.
FG-401E:18XGE RJ45 PORTS(INCL 1XMGMT PORT,1XHA PORT,16XSWITC | I035718 | SMODROUT | A | Test11152 | 11196 | C | NOS.
VTECH 1-LINE CONTEMPORARY ANALOG TRIMSTYLE PHONE | I035720 | OTELEEQ | A | Test11153 | 11197 | C | NOS.
GLC-LH-SMD=:1000BASE-LX/LH SFP TRANSCEIVER MODULE, (SL181) | I035721 | SSRVRACS | A | Test11154 | 11198 | C | NOS.
SC262 SENNHEISER HEADSET, BINAURAL, ED, LOW IMPEDANCE(SL174) | I035722 | STELEEQ | A | Test11155 | 11199 | C | NOS.
CMB 01CTRL ADAPTER CABLE WITH HOOK SWITCH & 3.5MM JACK(SL174 | I035723 | STELEEQ | A | Test11156 | 11200 | C | NOS.
NOKIA 105 (2007)(SL183) | I035725 | SMOBHSET | A | Test11157 | 11201 | C | NOS.
SAMSUNG A30, 64GB(SL183) | I035726 | SMOBHSET | A | Test11158 | 11202 | C | NOS.
OPTICAL COMMUNICATION TESTER - AE3100A(SL183) | I035727 | STESTEQ | A | Test11159 | 11203 | C | NOS.
ZZ020901355952 TP-052120 ANTI VIBRATION TICO PAD S/PA 300MM | I035728 | CGENTSP | A | Test11160 | 11204 | C | NOS.
SCANNER – CANNON IMAGE FORMULA – DR-C225W | I035730 | CMISC | A | Test11161 | 11205 | C | NOS.
THERMAL RECEIPT PRINTER – EPSON – MODEL M267D | I035731 | CMISC | A | Test11162 | 11206 | C | NOS.
3EH02126AA:ALCATEL-LUCENT OXO CONNECT LARGE - 220V | I035732 | SPABXOTH | A | Test11163 | 11207 | C | NOS.
3EH73092AC ANALOG INTERFACES BOARD SLI8-2 :8ANALOG INTERFACE | I035733 | SPABXSPR | A | Test11164 | 11208 | C | NOS.
3MG27218WW:8029S INT PREMIUM DESKPHONE MOON GREY | I035734 | STELEEQ | A | Test11165 | 11209 | C | NOS.
3MG27219WW:8039S INT PREMIUM DESKPHONE MOON GREY | I035735 | STELEEQ | A | Test11166 | 11210 | C | NOS.
FXAQ63PVE:DAIKIN VRV FCU ONLY C/W WIRED REMOTE CONTROLLER | I035736 | CACNSPR | A | Test11167 | 11211 | C | NOS.
DELL X1018-SWITCH -16 PORTS | I035738 | OCRITICAL-ITEMS | A | Test11168 | 11212 | C | NOS.
DELL X1018P-SWITCH-16 PORTS | I035739 | OCRITICAL-ITEMS | A | Test11169 | 11213 | C | NOS.
CHIFFON FABRIC 44" WIDTH | I035740 | OUNIFMAT | A | Test11170 | 11214 | C | Mtr
9U1-R510-XX00:RUCKUS R510 UNLEASHED, DUAL-BAND 802.11(SL184) | I035741 | SWIFIEQUIP | A | Test11171 | 11215 | C | NOS.
902-0120-0000:SECURE MOUNTING BRACKET FOR RUCKUS R720(SL184) | I035742 | SMISC | A | Test11172 | 11216 | C | NOS.
9U1-T310-XX20:UNLSD T310C,OMNI,OUTDOOR ACCESS POINT(SL184) | I035744 | SWIFIEQUIP | A | Test11173 | 11217 | C | NOS.
902-0183-0000:SPARE DATA CONNECTOR FOR T710-SERIES(SL184) | I035745 | SMISC | A | Test11174 | 11218 | C | NOS.
ZAVIO-CB6230:SURVEILLANCE CAMERA(SL182) | I035747 | SSURVLNCE | A | Test11175 | 11219 | C | NOS.
MXK-GPONX8-IO3:ROHS, REQ.MIN MXK LINE CARD (SL182) | I035748 | SOPFIBRNTWK | A | Test11176 | 11220 | C | NOS.
MXK-GPON-SFP-B+-RSSI:MXK GPON SFP B+OPTICS,SUPP DIGI(SL182) | I035749 | SOPFIBRNTWK | A | Test11177 | 11221 | C | NOS.
ZPON-WDM-2XSC/APC-1LGX:TRI-WAVE DOUBLE WDM COMBINER(SL182) | I035750 | SOPFIBRNTWK | A | Test11178 | 11222 | C | NOS.
MACBOOK PRO 13" SPACE GREY | I035751 | CLPTPCMPT | A | Test11179 | 11223 | C | NOS.
ZPON-SPLT-1X16-SC/APC-2LGX: PON SPLITTERS 1X16 SC/APC(SL182) | I035752 | SOPFIBRNTWK | A | Test11180 | 11224 | C | NOS.
ZPON-SPLT-1X4-SC/APC-1LGX:PON SPLITTERS 1X4 SC/APC CON(SL182 | I035753 | SOPFIBRNTWK | A | Test11181 | 11225 | C | NOS.
ZPON-SPLT-1X2-SC/APC-1LGX:PON SPLITTERS 1X2 SC/APC CON(SL182 | I035754 | SOPFIBRNTWK | A | Test11182 | 11226 | C | NOS.
ZNID-GPON-2628P-UK:ROHS,GPON ONT,INDOOR,2POTS,4GE+4(SL182) | I035755 | SOPFIBRNTWK | A | Test11183 | 11227 | C | NOS.
ZNID-GPON-2427A1-UK:GPON ONT,INDOOR, 2POTS,4GE,WIF PS(SL182) | I035756 | SOPFIBRNTWK | A | Test11184 | 11228 | C | NOS.
DELL VOSTRO 5481 | I035759 | CLPTPCMPT | A | Test11185 | 11229 | C | NOS.
CIQSMPLG1000:OBD GPS TRACKER | I035760 | POSG48 | A | Test11186 | 11230 | A | NOS.
CIQVT33:LITE BOAT & VESSEL TRK | I035761 | POSG48 | A | Test11187 | 11231 | A | NOS.
PTSNFAP501:NETWORK FIRE ALARM PANEL CONTROL PANEL WITH 5"TFT | I035762 | OCRITICAL-ITEMS | A | Test11188 | 11232 | C | NOS.
PTSWSDX501:IP BASED WIRELESS ADDRESSABLE SMOKE DETECTOR | I035763 | OCRITICAL-ITEMS | A | Test11189 | 11233 | C | NOS.
PTSWMCP501:IP BASED WIRELESS ADDRESSABLE MANUAL CALL POINT | I035764 | OCRITICAL-ITEMS | A | Test11190 | 11234 | C | NOS.
PTSASDX501:WIRED ADDRESSABLE SMOKE DETECTOR | I035765 | OCRITICAL-ITEMS | A | Test11191 | 11235 | C | NOS.
PTSAMCP501-1:WIRED ADDRESSABLE MANUAL CALL POINT | I035766 | OCRITICAL-ITEMS | A | Test11192 | 11236 | C | NOS.
PTSWHTW501:IP BASED WIRELESS HOOTER | I035767 | OCRITICAL-ITEMS | A | Test11193 | 11237 | C | NOS.
SUN-CATV-T15D4X9-2AC-E-B:CATV OPTICAL TRANSMITTER(SL182) | I035768 | SOPFIBRNTWK | A | Test11194 | 11238 | C | NOS.
SUN-SC-2M-ASC-SM-SX-2P:FIBER OPTIC PATCHCORD(SL182) | I035769 | SOPFIBRNTWK | A | Test11195 | 11239 | C | NOS.
SUN-SC-1M-ASC-SM-SX-2P:FIBER OPTIC PATCHCORD(SL182) | I035770 | SOPFIBRNTWK | A | Test11196 | 11240 | C | NOS.
HPE 32GB 2RX4 PC4-2666V-R SMART KIT | I035771 | CSRVRACS | A | Test11197 | 11241 | C | NOS.
ANCHOR BOLT(2EA/SET) | I035772 | OINSTMAT | A | Test11198 | 11242 | C | Set
WEDGE PIPE(2EA/SET) | I035773 | OINSTMAT | A | Test11199 | 11243 | C | Set
NUT(4EA/SET) | I035774 | OINSTMAT | A | Test11200 | 11244 | C | Set
PLAIN WASHER(4EA/SET) | I035775 | OINSTMAT | A | Test11201 | 11245 | C | Set
SPRING WASHER(4EA/SET) | I035776 | OINSTMAT | A | Test11202 | 11246 | C | Set
PUNCH PIPE | I035777 | OTOOLS | A | Test11203 | 11247 | C | NOS.
IP DECT CORDLESS PACKAGE(BASE+1X W56H)(>8 PHONES & 8 SIP LIN | I035779 | OPABXSPR | A | Test11204 | 11248 | C | NOS.
NIPPON EASY WASH 5LTR(EWT1)1113 | I035780 | CSITEMAINT | A | Test11205 | 11249 | C | NOS.
NIPPON EASY WASH 5LTR(EWT1)1115 | I035781 | CSITEMAINT | A | Test11206 | 11250 | C | NOS.
NIPPON EASY WASH 5LTR(EWT4)BLACK | I035782 | CSITEMAINT | A | Test11207 | 11251 | C | NOS.
NIPPON ODOUR LESS WALL SEALER 5LTR 5101 | I035783 | CSITEMAINT | A | Test11208 | 11252 | C | NOS.
NIPPON EASY WASH 5LTR(EWT1)8166 | I035784 | CSITEMAINT | A | Test11209 | 11253 | C | NOS.
PLYWOOD 12MM | I035786 | CSITEMAINT | A | Test11210 | 11254 | C | NOS.
CHAIN BLOCK 5TON X 3MTR | I035787 | CSITEMAINT | A | Test11211 | 11255 | C | NOS.
FLEXIBLE CABLE 1CX400MM2 CU/XPLE/PVC UNARMOURED | I035788 | CPWRCABLE | A | Test11212 | 11256 | C | Mtr
TANK & VALVE ASSEMBLY,390 LB.EMPTY(SPECIFY FILL:185 LB) | I035789 | CINSTMAT | A | Test11213 | 11257 | C | NOS.
TANK & VALVE ASSEMBLY,390 LB.EMPTY(SPECIFY FILL:247 LB) | I035790 | CINSTMAT | A | Test11214 | 11258 | C | NOS.
TANK & VALVE ASSEMBLY,390 LB.EMPTY(SPECIFY FILL:172 LB) | I035791 | CINSTMAT | A | Test11215 | 11259 | C | NOS.
FLEXIBLE DISCHARGE HOSE,2IN | I035792 | CINSTMAT | A | Test11216 | 11260 | C | NOS.
MANIFOLD CHECK VALVE,2IN | I035793 | CINSTMAT | A | Test11217 | 11261 | C | NOS.
PNEUMATIC ACTUATOR SHIPPING ASSEMBLY | I035794 | CINSTMAT | A | Test11218 | 11262 | C | NOS.
SWITCH,PRESSURE ,DPST WEATHER PROOF | I035795 | CINSTMAT | A | Test11219 | 11263 | C | NOS.
ACUTATION HOSE, 16 IN.1/4 IN.NPTX7/16-20 IN.F FLARE | I035796 | CINSTMAT | A | Test11220 | 11264 | C | NOS.
MALE ADAPTOR, MASTER TANK PILOT PORT | I035797 | CINSTMAT | A | Test11221 | 11265 | C | NOS.
MALE STRAIGHT CONNECTOR,7/16-20X1/4 IN.NPT | I035798 | CINSTMAT | A | Test11222 | 11266 | C | NOS.
MALE ELBOW, 7/16-20 X 1/4IN.NPT | I035799 | CINSTMAT | A | Test11223 | 11267 | C | NOS.
MALE TEE,7/16 - 20 X 1/4 IN. NPT | I035800 | CINSTMAT | A | Test11224 | 11268 | C | NOS.
NOZZLE,BRASS,DRILLED(0.75”)360°DRILL DIA:0.1181 INC,DRILL SI | I035801 | CINSTMAT | A | Test11225 | 11269 | C | NOS.
NOZZLE,BRASS,DRILLED(0.75”)360°DRILL DIA:0.1260 INC,DRILL SI | I035802 | CINSTMAT | A | Test11226 | 11270 | C | NOS.
NOZZLE,BRASS,DRILLED(0.75”)360°DRILL DIA:0.1063 INC,DRILL SI | I035803 | CINSTMAT | A | Test11227 | 11271 | C | NOS.
NOZZLE,BRASS,DRILLED(0.75”)360°DRILL DIA:0.1220 INC,DRILL SI | I035804 | CINSTMAT | A | Test11228 | 11272 | C | NOS.
NOZZLE,BRASS,DRILLED(0.75”)360°DRILL DIA:0.1457 INC,DRILL SI | I035805 | CINSTMAT | A | Test11229 | 11273 | C | NOS.
NOZZLE,BRASS,DRILLED(0.75”)360°DRILL DIA:0.1378 INC,DRILL SI | I035806 | CINSTMAT | A | Test11230 | 11274 | C | NOS.
NOZZLE,BRASS,DRILLED(0.75”)360°DRILL DIA:0.1339 INC,DRILL SI | I035807 | CINSTMAT | A | Test11231 | 11275 | C | NOS.
NOZZLE,BRASS,DRILLED(1.5”)360°DRILLED DRILL SIZE 7.2MM DRILL | I035808 | CINSTMAT | A | Test11232 | 11276 | C | NOS.
TANK & VALVE ASSEMBLY,450LB.EMPTY(SPECIFY FILL: 331LB) | I035809 | CINSTMAT | A | Test11233 | 11277 | C | NOS.
NOZZLE,BRASS,DRILLED(1.25”)360°DRILL DIA:4.600MM,DRILL SIZE: | I035810 | CINSTMAT | A | Test11234 | 11278 | C | NOS.
NOZZLE,BRASS,DRILLED(1.25”)360°DRILL DIA:4.400MM,DRILL SIZE: | I035811 | CINSTMAT | A | Test11235 | 11279 | C | NOS.
NOZZLE,BRASS,DRILLED 1.5”)360°DRILL DIA:6.200 MM,DRILL SIZE: | I035812 | CINSTMAT | A | Test11236 | 11280 | C | NOS.
MOBILE BROADBAND KIT-V7.2019 | I035813 | POSG32 | A | Test11237 | 11281 | A | NOS.
SUN-VFL255N-HA:VISUAL FAULT LOCATOR9(SL182) | I035814 | STOOLS | A | Test11238 | 11282 | C | NOS.
SUN VFL2 N HB:VISUAL FAULT LOCATOR(SL182) | I035815 | STOOLS | A | Test11239 | 11283 | C | NOS.
SUN-OPM200-BC:OPTICAL POWER METER(SL182) | I035816 | STOOLS | A | Test11240 | 11284 | C | NOS.
SUN-OPM200-TC:OPTICAL POWER METER(SL182) | I035817 | STOOLS | A | Test11241 | 11285 | C | NOS.
TELEMATRIX 3300MWD (10 MEMORY KEYS –BLACK P/N:333391)(SL182) | I035818 | STELEEQ | A | Test11242 | 11286 | C | NOS.
MIVOICE BUS LIC- REG SINGLE LINE EXT X1(SL182) | I035820 | Sales Relat Ser | B | Test11243 | 11287 | C | NOS.
54005193:S/W ASSURANCE MIVOICE BUSINESS(SL182) | I035821 | Sales Relat Ser | B | Test11244 | 11288 | C | NOS.
54010378:SWA REENLIST MIVOICE BUSINESS(SL182) | I035822 | Sales Relat Ser | B | Test11245 | 11289 | C | NOS.
FORTIWEBVM 2 CPU:ADVANCED BUNDLE (24X7 FORTICARE PLUS AV, FO | I035823 | VMAINT&SC | B | Test11246 | 11290 | C | NOS.
HP 613922-001:2.5" 600GB SAS 10K RPM HDD HARD DRIVE | I035824 | OSRVRACS | A | Test11247 | 11291 | C | NOS.
IPHONE XS SPACE GRAY 64GB-DEMO | I035825 | POSG12 | A | Test11248 | 11292 | A | NOS.
IPHONE XS MAX GOLD 64GB-DEMO | I035826 | POSG12 | A | Test11249 | 11293 | C | NOS.
ABB DISTRIBUTION BOARD SDB DB512MX 12 WAY | I035827 | OPWR SYSTEM | A | Test11250 | 11294 | C | NOS.
HORN STRAIGHT CO2 2 KG | I035828 | OHEALTHSAFETY | A | Test11251 | 11295 | C | NOS.
SIDE HORN FOR CO2 2KG FIRE EXTING | I035829 | OHEALTHSAFETY | A | Test11252 | 11296 | C | NOS.
FORTIANALYZER 3000E:8X5 FORTICARE CONTRACT | I035830 | VMAINT&SC | B | Test11253 | 11297 | C | NOS.
FORTIMANAGER 300D:8X5 FORTICARE CONTRACT | I035831 | VMAINT&SC | B | Test11254 | 11298 | C | NOS.
FORTIAUTHENTICATOR 1000D:24X7 FORTICARE CONTRACT | I035832 | VMAINT&SC | B | Test11255 | 11299 | C | NOS.
TRENCHING (SL169) | I035833 | Sales Relat Ser | B | Test11256 | 11300 | C | NOS.
SOFA | I035834 | OFURNITURE | A | Test11257 | 11301 | C | NOS.
33 GR CO2 CYLINDERS | I035837 | OSPRVEHBT | A | Test11258 | 11302 | C | NOS.
MOBILE SECURITY DISPLAY | I035838 | CSURVLNCE | A | Test11259 | 11303 | C | NOS.
JL261A:ARUBA 2930F 24G POE+ 4SFP SWCH(SL181) | I035841 | SOPFIBRNTWK | A | Test11260 | 11304 | C | NOS.
CM-760 CEILING SPEAKER 6W (WHITE) WITH CP-77 GRILLS | I035842 | CMISC | A | Test11261 | 11305 | C | NOS.
A-2060 CE-AU 60W POWER AMPLIFIER | I035843 | CMISC | A | Test11262 | 11306 | C | NOS.
SPEAKER CABLE 150FT | I035844 | CMISC | A | Test11263 | 11307 | C | ft
INS CABLE 3.5MM STEREO TO 2X6.3MM(1.5M) | I035845 | CMISC | A | Test11264 | 11308 | C | NOS.
CD PLAYER WITH USB COMPATIBILITY | I035846 | CMISC | A | Test11265 | 11309 | C | NOS.
SAFE WITH DIGITAL M/MAUER KEYLOCK+HANDLE | I035848 | CMISC | A | Test11266 | 11310 | C | NOS.
SWIVEL CASTOR WHEELS | I035849 | CMISC | A | Test11267 | 11311 | C | NOS.
BOARD RESOLUTION PAPERS | I035850 | OSTNMAT | A | Test11268 | 11312 | C | NOS.
WT-2042A-18U:180U SERVER RACK W/FAN- DEPTH 600M (SP200) | I035851 | SSRVRKS | A | Test11269 | 11313 | C | NOS.
WT-2271A:PDU 9WAY PWR EXTN BOARD W/ IEC SOCKET 1U (SP200) | I035852 | SSRVRACS | A | Test11270 | 11314 | C | NOS.
SMC1500I-2U:APC SMART-UPS C 1500VA 2U LCD (SP200) | I035853 | SSRVRACS | A | Test11271 | 11315 | C | NOS.
IPHONE 11 BLACK 64GB | I035854 | POSG12 | A | Test11272 | 11316 | A | NOS.
TRANSMODULATOR | I035855 | OINSTMAT | A | Test11273 | 11317 | C | NOS.
IPHONE 11 RED 64GB | I035856 | POSG12 | A | Test11274 | 11318 | A | NOS.
IPHONE 11 YELLOW 64GB | I035857 | POSG12 | A | Test11275 | 11319 | A | NOS.
23215422:BRACKET | I035858 | OGENTSP | A | Test11276 | 11320 | C | NOS.
IPHONE 11 GREEN 64GB | I035859 | POSG12 | A | Test11277 | 11321 | A | NOS.
IPHONE 11 BLACK 128GB | I035860 | POSG12 | A | Test11278 | 11322 | A | NOS.
IPHONE 11 WHITE 128GB | I035861 | POSG12 | A | Test11279 | 11323 | A | NOS.
IPHONE 11 RED 128GB | I035862 | POSG12 | A | Test11280 | 11324 | A | NOS.
IPHONE 11 YELLOW 128GB | I035863 | POSG12 | A | Test11281 | 11325 | A | NOS.
IPHONE 11 PURPLE 128GB | I035864 | POSG12 | A | Test11282 | 11326 | A | NOS.
IPHONE 11 GREEN 128GB | I035865 | POSG12 | A | Test11283 | 11327 | A | NOS.
IPHONE 11 BLACK 256GB | I035866 | POSG12 | A | Test11284 | 11328 | A | NOS.
IPHONE 11 WHITE 256GB | I035867 | POSG12 | A | Test11285 | 11329 | A | NOS.
IPHONE 11 RED 256GB | I035868 | POSG12 | A | Test11286 | 11330 | A | NOS.
IPHONE 11 YELLOW 256GB | I035869 | POSG12 | A | Test11287 | 11331 | A | NOS.
IPHONE 11 PURPLE 256GB | I035870 | POSG12 | A | Test11288 | 11332 | A | NOS.
IPHONE 11 GREEN 256GB | I035871 | POSG12 | A | Test11289 | 11333 | A | NOS.
984733:FLANGE SCREW (3884715) | I035872 | OGENTSP | A | Test11290 | 11334 | C | NOS.
IPHONE 11 PRO SLVR 64GB | I035873 | POSG12 | A | Test11291 | 11335 | A | NOS.
IPHONE 11 PRO GLD 64GB | I035874 | POSG12 | A | Test11292 | 11336 | A | NOS.
IPHONE 11 PRO MD GRN 64GB | I035875 | POSG12 | A | Test11293 | 11337 | A | NOS.
IPHONE 11 PRO SG 256GB | I035876 | POSG12 | A | Test11294 | 11338 | A | NOS.
IPHONE 11 PRO SLVR 256GB | I035877 | POSG12 | A | Test11295 | 11339 | A | NOS.
IPHONE 11 PRO GLD 256GB | I035878 | POSG12 | A | Test11296 | 11340 | A | NOS.
IPHONE 11 PRO MD GRN 256GB | I035879 | POSG12 | A | Test11297 | 11341 | A | NOS.
IPHONE 11 PRO SG 512GB | I035880 | POSG12 | A | Test11298 | 11342 | A | NOS.
IPHONE 11 PRO SLVR 512GB | I035881 | POSG12 | A | Test11299 | 11343 | A | NOS.
IPHONE 11 PRO GLD 512GB | I035882 | POSG12 | A | Test11300 | 11344 | A | NOS.
IPHONE 11 PRO MD GRN 512GB | I035883 | POSG12 | A | Test11301 | 11345 | A | NOS.
IPHONE 11 PRO MAX SG 64GB | I035884 | POSG12 | A | Test11302 | 11346 | A | NOS.
IPHONE 11 PRO MAX SLV 64GB | I035885 | POSG12 | A | Test11303 | 11347 | A | NOS.
IPHONE 11 PRO MAX GLD 64GB | I035886 | POSG12 | A | Test11304 | 11348 | A | NOS.
IPHONE 11 PRO MAX MD GRN 64GB | I035887 | POSG12 | A | Test11305 | 11349 | A | NOS.
IPHONE 11 PRO MAX SG 256GB | I035888 | POSG12 | A | Test11306 | 11350 | A | NOS.
IPHONE 11 PRO MAX SLV 256GB | I035889 | POSG12 | A | Test11307 | 11351 | A | NOS.
IPHONE 11 PRO MAX GLD 256GB | I035890 | POSG12 | A | Test11308 | 11352 | A | NOS.
IPHONE 11 PRO MAX MD GRN 256GB | I035891 | POSG12 | A | Test11309 | 11353 | A | NOS.
IPHONE 11 PRO MAX SG 512GB | I035892 | POSG12 | A | Test11310 | 11354 | A | NOS.
IPHONE 11 PRO MAX SLV 512GB | I035893 | POSG12 | A | Test11311 | 11355 | A | NOS.
IPHONE 11 PRO MAX GLD 512GB | I035895 | POSG12 | A | Test11312 | 11356 | A | NOS.
C5 ENVELOPES | I035896 | OSTNMAT | A | Test11313 | 11357 | C | NOS.
969445 FLANGE SCREW (946472) | I035897 | OGENTSP | A | Test11314 | 11358 | C | NOS.
SMART NON-CONTACT VOLTAGE TESTER | I035898 | OTOOLS | A | Test11315 | 11359 | C | NOS.
POE & LAN CABLE TESTER | I035899 | OTOOLS | A | Test11316 | 11360 | C | NOS.
AC/DC DIGITAL CLAMP MULTIMETER | I035900 | OTOOLS | A | Test11317 | 11361 | C | NOS.
REPLACE BLADE - 5DK-2112-B | I035901 | OTOOLS | A | Test11318 | 11362 | C | NOS.
TZ-TAPE FIXED ASSET MANAGEMENT LABLE 36MM TZE-SM961 | I035902 | OSTNMAT | A | Test11319 | 11363 | C | NOS.
IPHONE 11 WHITE 64GB | I035903 | POSG12 | A | Test11320 | 11364 | A | NOS.
IPHONE 11 PURPLE 64GB | I035904 | POSG12 | A | Test11321 | 11365 | A | NOS.
IPHONE 11 PRO SG 64GB | I035905 | POSG12 | A | Test11322 | 11366 | A | NOS.
IPHONE 11 PRO MAX MG 512GB | I035906 | POSG12 | A | Test11323 | 11367 | A | NOS.
23086942:HEAT SHIELD | I035908 | OGENTSP | A | Test11324 | 11368 | C | NOS.
3886046:BRACKET | I035909 | OGENTSP | A | Test11325 | 11369 | C | NOS.
984753:FLANGE SCREW (946329) | I035910 | OGENTSP | A | Test11326 | 11370 | C | NOS.
MOBILE PHONE SAMSUNG GALAXY A30/64GB | I035911 | OMOBHSET | A | Test11327 | 11371 | C | NOS.
2FLAPS SWING DOOR FLOOR HINGE W/ 6MM LAMINATED CLR | I035912 | CSITEMAINT | A | Test11328 | 11372 | C | NOS.
H BEAM 125MMX125MMX6MTR | I035913 | CSITEMAINT | A | Test11329 | 11373 | C | NOS.
INDUSTRIAL WALL FAN 24" | I035914 | CSITEMAINT | A | Test11330 | 11374 | C | NOS.
GUARD PATROL W M-5000X1 READER WITH BIOMETRIC FINGERPRINT | I035915 | OSURVLNCE | A | Test11331 | 11375 | C | NOS.
GUARD PATROL SYS TEM - RFID TAG | I035916 | OSURVLNCE | A | Test11332 | 11376 | C | NOS.
LIFE JACKET PARTS | I035917 | OHEALTHSAFETY | A | Test11333 | 11377 | C | NOS.
MOBILE PHONE GOOGLE PIXEL 3A XL | I035918 | CMOBHSET | A | Test11334 | 11378 | C | NOS.
23215348:HEAT SHIELD | I035919 | OGENTSP | A | Test11335 | 11379 | C | NOS.
FOS-S:FIBER ONESHOT PRO MAIN; SINGLE MODE FAULT FINDER | I035920 | COPFIBRNTWK | A | Test11336 | 11380 | C | NOS.
FOS-100-S:FIBER ONESHOT PRO KIT;SINGLE MODE FAULT FINDER | I035921 | COPFIBRNTWK | A | Test11337 | 11381 | C | NOS.
MS2-KIT:MICROSCANNER2 PROFESSIONAL KIT | I035922 | COPFIBRNTWK | A | Test11338 | 11382 | C | NOS.
TS100-PRO-BT-TDR:TS100 PRO CABLE FAULT FINDER TDR KIT W/ BRI | I035923 | COPFIBRNTWK | A | Test11339 | 11383 | C | NOS.
984752:FLANGE SCREW (946441) | I035924 | OGENTSP | A | Test11340 | 11384 | C | NOS.
820917:SPACER SLEEVE | I035925 | OGENTSP | A | Test11341 | 11385 | C | NOS.
995463:FLANGE SCREW (984735) | I035926 | OGENTSP | A | Test11342 | 11386 | C | NOS.
984734:FLANGE SCREW (946173) | I035927 | OGENTSP | A | Test11343 | 11387 | C | NOS.
3886026:HEAT SHIELD | I035928 | OGENTSP | A | Test11344 | 11388 | C | NOS.
3886184:HEAT SHIELD | I035929 | OGENTSP | A | Test11345 | 11389 | C | NOS.
843075:SLEEVE | I035930 | OGENTSP | A | Test11346 | 11390 | C | NOS.
TSI-EPC-48VDC – 230VAC-MODULE BRAVO | I035931 | CINSTMAT | A | Test11347 | 11391 | C | NOS.
AUTOMATED ATTENDANT OVER 6 VOICE GUIDES SOFTWARE LICENSE | I035932 | V-PABX Others | B | Test11348 | 11392 | C | NOS.
EC-LINK+: LONG REACH EOC ADAPTER | I035933 | OINSTMAT | A | Test11349 | 11393 | C | NOS.
EC4: 1-TO-4 PORT LONG REACH EOC ADAPTER | I035934 | OINSTMAT | A | Test11350 | 11394 | C | NOS.
EC10: 10 PORT EOC LONG REACH POE+ | I035935 | OINSTMAT | A | Test11351 | 11395 | C | NOS.
EC-LINK: LONG REACH EOC ADAPTER | I035936 | OINSTMAT | A | Test11352 | 11396 | C | NOS.
MOTOROLA-TLKR-T61(HANDHELD VHF RADIO/BATTERY,CHARGER & ANTEN | I035937 | OOTHTELEQ | A | Test11353 | 11397 | C | NOS.
TITAN-SW-SERVER-PU6-DL04:1U PLATFORM FOR MULTI-SCREEN TRANSC | I035939 | CTRNACCEQ | A | Test11354 | 11398 | C | NOS.
M-008597 MONITOR PLATE | I035944 | OMISC | A | Test11355 | 11399 | C | NOS.
TOONLY STANDARD(FB) | I035945 | VNEWPROD | B | Test11356 | 11400 | C | NOS.
FG-500E:2X10E SFP+SLOTS 10XGE RJ45PORTS(MS053) | I035946 | SMODROUT | A | Test11357 | 11401 | C | NOS.
M-806291:HEATER BASE SET | I035948 | OMISC | A | Test11358 | 11402 | C | NOS.
OG-FIDO-2R:AJA 2 FIBER TO SDI CARD | I035949 | OTRNACCEQ | A | Test11359 | 11403 | C | NOS.
DWP-U-R1:AJA POWER ADAPTER | I035950 | OTRNACCEQ | A | Test11360 | 11404 | C | NOS.
JABRA BIZ 2300 MONO,NC | I035952 | OTELEEQ | A | Test11361 | 11405 | C | NOS.
LINK MOBILE QD TO 3.5MM FOR ALCATEL S SERIES | I035953 | OTELEEQ | A | Test11362 | 11406 | C | NOS.
MATTRES | I035954 | OMISC | A | Test11363 | 11407 | C | NOS.
PILLOW LARGE | I035955 | OMISC | A | Test11364 | 11408 | C | NOS.
BED SHEET PRINTED 60"90" | I035956 | OMISC | A | Test11365 | 11409 | C | NOS.
PILLOW COVER 18"X27" | I035957 | OMISC | A | Test11366 | 11410 | C | NOS.
POS UPGRADE | I035960 | Cap Related Ser | B | Test11367 | 11411 | C | NOS.
NEW LCT SERVER FOR RFTE MAIN INCL.HP SERVER HW/OS,LCT,DISPLA | I035962 | CSRVRS | A | Test11368 | 11412 | C | NOS.
NEW LCT SERVER FOR RFTE SPARE INCL.HP SERVER HW/OS,LCT,DSPLA | I035963 | CSRVRS | A | Test11369 | 11413 | C | NOS.
SMC1000I-2U:APC SMART-UPS C 1000VA 2U RACK MOUNTABLE LCD 230 | I035965 | SSRVRACS | A | Test11370 | 11414 | C | NOS.
AGR-8106-SMK:ONE-LINE ANALOG CORDLESS SPEAKERPHONE (MS054) | I035966 | STELEEQ | A | Test11371 | 11415 | C | NOS.
AGR-8106-SPBU:SINGLE-LINE ANALOG CORDLESS HANDSET (MS054) | I035967 | STELEEQ | A | Test11372 | 11416 | C | NOS.
AAX-4100:SINGLE-LINE ANALOG PHONE W/DTMF ON HANDSET (MS054) | I035968 | STELEEQ | A | Test11373 | 11417 | C | NOS.
AGR-8106-SMK:CUSTOMIZE FACEPLATE ARTWORK FILM (MS054) | I035969 | STELEEQ | A | Test11374 | 11418 | C | NOS.
AGR-8106-SPBU:CUSTOMIZE FACEPLATE ARTWORK FILM (MS054) | I035970 | STELEEQ | A | Test11375 | 11419 | C | NOS.
AAX-4100:CUSTOMIZE FACEPLATE ARTWORK FILM (MS054) | I035971 | STELEEQ | A | Test11376 | 11420 | C | NOS.
HARDWARE & SOFTWARE (5 X NE40E-X8 AND SPARES) | I035972 | CMOBSWEQ | A | Test11377 | 11421 | C | NOS.
SBS750015:¼ TURN BALL VALVE ½” EN331 | I035973 | OPWR SYSTEM | A | Test11378 | 11422 | C | NOS.
SBS750032:¼ TURN BALL VALVE 1” EN331 | I035974 | OPWR SYSTEM | A | Test11379 | 11423 | C | NOS.
GFB090015:BLACK MALLEABLE EQUAL ELBOW ½” | I035975 | OPWR SYSTEM | A | Test11380 | 11424 | C | NOS.
GFB090025:BLACK MALLEABLE EQUAL ELBOW 1” | I035976 | OPWR SYSTEM | A | Test11381 | 11425 | C | NOS.
GFB130015:BLACK MALLEABLE EQUAL TEE ½” | I035977 | OPWR SYSTEM | A | Test11382 | 11426 | C | NOS.
GFB130025:BLACK MALLEABLE EQUAL TEE 1” | I035978 | OPWR SYSTEM | A | Test11383 | 11427 | C | NOS.
GFB340015:BLACK MALLEABLE UNION ½” | I035979 | OPWR SYSTEM | A | Test11384 | 11428 | C | NOS.
GFB340025:BLACK MALLEABLE UNION 1” | I035980 | OPWR SYSTEM | A | Test11385 | 11429 | C | NOS.
GFB240025015:BLK. MALL. CONCENTRIC SOCKET 1”X 1/2” | I035981 | OPWR SYSTEM | A | Test11386 | 11430 | C | NOS.
SSB015:BLK. MALL. MUNSEN RING ½”X M10+ BASE | I035982 | OPWR SYSTEM | A | Test11387 | 11431 | C | NOS.
SSB025:BLK. MALL. MUNSEN RING 1”X M10 + BASE | I035983 | OPWR SYSTEM | A | Test11388 | 11432 | C | NOS.
GFB270015:BLACK MALLEABLE SOCKET ½” | I035984 | OPWR SYSTEM | A | Test11389 | 11433 | C | NOS.
GFB270025:BLACK MALLEABLE SOCKET 1” | I035985 | OPWR SYSTEM | A | Test11390 | 11434 | C | NOS.
GFB280015:BLACK MALLEABLE HEXAGON NIPPLE ½” | I035986 | OPWR SYSTEM | A | Test11391 | 11435 | C | NOS.
GFB280025:BLACK MALLEABLE HEXAGON NIPPLE 1” | I035987 | OPWR SYSTEM | A | Test11392 | 11436 | C | NOS.
BNB015:BLACK M/S BARREL NIPPLE ½” | I035988 | OPWR SYSTEM | A | Test11393 | 11437 | C | NOS.
BNB025:BLACK M/S BARREL NIPPLE 1” | I035989 | OPWR SYSTEM | A | Test11394 | 11438 | C | NOS.
CABLE LUG 95-10 | I035990 | CINSTMAT | A | Test11395 | 11439 | C | NOS.
CABLE LUG 70-10 | I035991 | CINSTMAT | A | Test11396 | 11440 | C | NOS.
CABLE LUG 16-8 | I035992 | CINSTMAT | A | Test11397 | 11441 | C | NOS.
MXK-F108-AC-UK:ROHS,REQ.MIN 2.5.4.020,MXK-F,1U 8GPON (SL185) | I035995 | SOPFIBRNTWK | A | Test11398 | 11442 | C | NOS.
MXK-GPON-SFP-B+-RSSI:MXK GPON SFP B+OPTICS,SUPP DIGI(SL185) | I035996 | SOPFIBRNTWK | A | Test11399 | 11443 | C | NOS.
ZPON-JMPR-SC/APC-SC/UPC-SM-3M:PON FIBER JUMPER CABLE (SL185) | I035997 | SOPFIBRNTWK | A | Test11400 | 11444 | C | NOS.
ZNID-GPON-2426A1-UK:GPON ONT,INDOOR,2 POTS,4 GE,WIFI(SL185) | I035998 | SOPFIBRNTWK | A | Test11401 | 11445 | C | NOS.
P01-S104-XX00:SMARTZONE 100 WITH 4 GIGE PORTS(SL185) | I036001 | SMODROUT | A | Test11402 | 11446 | C | NOS.
901-R510-XX00:ZONEFLEX R510 DUAL BAND WIRELESS AP(SL185) | I036002 | SMODROUT | A | Test11403 | 11447 | C | NOS.
901-T310-XX40:OMNI OUTDOOR AP T310 CONCRENT DUAL BND(SL185 | I036003 | SMODROUT | A | Test11404 | 11448 | C | NOS.
902-0120-0000:SECURE MOUNTING BRACKET FOR ZONEFL R720(SL185) | I036007 | SMISC | A | Test11405 | 11449 | C | NOS.
SURTD5000XLI-CC:APC SMART-UPS RT 5000VA 230V(SL185) | I036008 | SSRVRACS | A | Test11406 | 11450 | C | NOS.
SRT6KRMXLI:APC SMART-UPS RT 6000VA 230VRACK MOUNT UPS(SL185) | I036009 | SSRVRACS | A | Test11407 | 11451 | C | NOS.
J9821A:HP 5406R ZL2 SWITCH(SL185) | I036010 | SMODROUT | A | Test11408 | 11452 | C | NOS.
J9828A:ARUBA 5400R 700W POE+ ZL2 PSU(SL185) | I036011 | SOPFIBRNTWK | A | Test11409 | 11453 | C | NOS.
J4859D:ARUBA 1G SFP LC LX 10KM SMF XCVR(SL185) | I036012 | SOPFIBRNTWK | A | Test11410 | 11454 | C | NOS.
JL261A:ARUBA 2930F 24G POE+ 4SFP SWCH(SL185) | I036013 | SOPFIBRNTWK | A | Test11411 | 11455 | C | NOS.
J9993A:ARUBA 8P 1G/10GBE SFP+V3 ZL2 MOD(SL185) | I036014 | SOPFIBRNTWK | A | Test11412 | 11456 | C | NOS.
JL259A:ARUBA 2930F 24G 4SFP SWITCH(SL185) | I036015 | SOPFIBRNTWK | A | Test11413 | 11457 | C | NOS.
JL258A:ARUBA 2930F 8G POE+2SFP+SWITCH(SL185) | I036016 | SOPFIBRNTWK | A | Test11414 | 11458 | C | NOS.
DS-2CD1123G0-I:HIKVISION 2MP IP CAMERA DOME(SL185) | I036017 | SSURVLNCE | A | Test11415 | 11459 | C | NOS.
DS-1273ZJ-135:WALL MOUNT BRACKET(SL185) | I036018 | SSURVLNCE | A | Test11416 | 11460 | C | NOS.
DS-2CD1023G0-I:HIKVISION 2MP IP CAMERA BULLET(SL185) | I036019 | SSURVLNCE | A | Test11417 | 11461 | C | NOS.
DS-9632NI-I8:HIKVISION EMBEDDED NVR WITH 30 DAYS RECRD(SL185 | I036020 | SSURVLNCE | A | Test11418 | 11462 | C | NOS.
WD40PURX:WD PURPLE HARD 4TB 3”(SL185) | I036021 | SSURVLNCE | A | Test11419 | 11463 | C | NOS.
KNSP-01:HEAVY DUTY TELEPHONE WITH DOOR(SL185) | I036022 | SOTHTELEQ | A | Test11420 | 11464 | C | NOS.
AVX-8108-SMBU A:ONE-LINE ANALOG CORDLESS SPEAKERPHONE(SL185) | I036023 | STELEEQ | A | Test11421 | 11465 | C | NOS.
VX-8108-SMBU A:CUSTOMIZE FACEPLATE ARTWORK FILM(SL185) | I036024 | SMISC | A | Test11422 | 11466 | C | NOS.
X3 APPLIANCE P/N: BNTA-X3-VO(SL185) | I036025 | SPABXOTH | A | Test11423 | 11467 | C | NOS.
WS-C3850-24T-L:CISCO CATALYST 3850 24PORT DATA LAN BS(SL185 | I036027 | SMODROUT | A | Test11424 | 11468 | C | NOS.
CON-SNT-WSC384TL:SNTC-8X5XNBD CISCO CATALYST 3850 24P(SL185 | I036028 | SMODROUT | A | Test11425 | 11469 | C | NOS.
S3850UK9-163:UNIVERSAL(SL185) | I036029 | SMISC | A | Test11426 | 11470 | C | NOS.
C3850-NM-4-1G:CISCO CATALYST 3850 4X 1GE NETWORK MODL(SL185 | I036030 | SMISC | A | Test11427 | 11471 | C | NOS.
CAB-TA-UK:UNITED KINGDOM AC TYPE A POWER CABLE(SL185) | I036031 | SSRVRACS | A | Test11428 | 11472 | C | NOS.
CAB-CONSOLE-USB:CONSOLE CABLE 6FT WITH USB TYPE & MIN(SL185 | I036032 | SSRVRACS | A | Test11429 | 11473 | C | NOS.
STACK-T1-50CM:50CM TYPE 1 STACKING CABLE(SL185) | I036033 | SSRVRACS | A | Test11430 | 11474 | C | NOS.
CAB-SPWR-30CM:CATALYST STACK POWER CABLE 30 CM(SL185) | I036034 | SSRVRACS | A | Test11431 | 11475 | C | NOS.
PWR-C1-BLANK:CONFIG 1 POWER SUPPLY BLANK(SL185) | I036035 | SSRVRACS | A | Test11432 | 11476 | C | NOS.
PWR-C1-350WAC:350W AC CONFIG 1 POWER SUPPLY(SL185) | I036036 | SSRVRACS | A | Test11433 | 11477 | C | NOS.
GLC-LH-SMD=:1000BASE-LX/LH SFP TRANSCEIVER MODULE(SL185) | I036037 | SSRVRACS | A | Test11434 | 11478 | C | NOS.
901-R310-XX02:RUCKUS INDOOR AP R310 DUAL BAND 802.11N(SL185) | I036038 | SMODROUT | A | Test11435 | 11479 | C | NOS.
3RD PARTY COLLECTIONS | I036200 | POSG56 | B | Test11436 | 11480 | C | NOS.
777 NUMBER CHARGE | I036201 | POSG39 | B | Test11437 | 11481 | C | NOS.
ADSL EXPRESS CHARGE - BIZ | I036202 | POSG46 | B | Test11438 | 11482 | C | NOS.
ADSL EXPRESS CHARGE - RES | I036203 | POSG47 | B | Test11439 | 11483 | C | NOS.
ADSL EXT MOVE->1.5YRS - BIZ | I036204 | POSG46 | B | Test11440 | 11484 | C | NOS.
ADSL EXT MOVE->1.5YRS - RES | I036205 | POSG47 | B | Test11441 | 11485 | C | NOS.
ADSL EXT MOVE-WITH CABLE - BIZ | I036206 | POSG46 | B | Test11442 | 11486 | C | NOS.
ADSL EXT MOVE-WITH CABLE - RES | I036207 | POSG47 | B | Test11443 | 11487 | C | NOS.
ADSL EXT MOVE-UNDER POT - RES | I036208 | POSG47 | B | Test11444 | 11488 | C | NOS.
ADSL EXT MOVE-UNDER POT - BIZ | I036209 | POSG46 | B | Test11445 | 11489 | C | NOS.
ADSL EXT MOVE - BIZ | I036210 | POSG46 | B | Test11446 | 11490 | C | NOS.
ADSL EXT MOVE - RES | I036211 | POSG47 | B | Test11447 | 11491 | C | NOS.
ADSL INSTALL - RES | I036212 | POSG47 | B | Test11448 | 11492 | C | NOS.
ADSL INSTALL - BIZ | I036213 | POSG46 | B | Test11449 | 11493 | C | NOS.
ADSL INSTALL-UNDER POT - BIZ | I036214 | POSG46 | B | Test11450 | 11494 | C | NOS.
ADSL INSTALL-UNDER POT - RES | I036215 | POSG47 | B | Test11451 | 11495 | C | NOS.
ADSL INSTALL-WITH CABLE - BIZ | I036216 | POSG46 | B | Test11452 | 11496 | C | NOS.
ADSL INSTALL-WITH CABLE - RES | I036217 | POSG47 | B | Test11453 | 11497 | C | NOS.
ADSL INTERNAL MOVE - BIZ | I036218 | POSG46 | B | Test11454 | 11498 | C | NOS.
ADSL INTERNAL MOVE - RES | I036219 | POSG47 | B | Test11455 | 11499 | C | NOS.
ADSL INTERNAL WIRING - BIZ | I036220 | POSG46 | B | Test11456 | 11500 | C | NOS.
ADSL INTERNAL WIRING - RES | I036221 | POSG47 | B | Test11457 | 11501 | C | NOS.
ADSL OWNERSHIP CHANGE - BIZ | I036222 | POSG46 | B | Test11458 | 11502 | C | NOS.
ADSL OWNERSHIP CHANGE - RES | I036223 | POSG47 | B | Test11459 | 11503 | C | NOS.
ADSL PARENTAL CONTROL - BIZ | I036224 | POSG46 | B | Test11460 | 11504 | C | NOS.
ADSL PARENTAL CONTROL - RES | I036225 | POSG47 | B | Test11461 | 11505 | C | NOS.
ADSL POT NO. CHANGE - BIZ | I036226 | POSG46 | B | Test11462 | 11506 | C | NOS.
ADSL POT NO. CHANGE - RES | I036227 | POSG47 | B | Test11463 | 11507 | C | NOS.
ADSL SUPER EXPRESS CHARGE -BIZ | I036228 | POSG46 | B | Test11464 | 11508 | C | NOS.
ADSL SUPER EXPRESS CHARGE -RES | I036229 | POSG47 | B | Test11465 | 11509 | C | NOS.
ADSL WIRING- ADD 5' - BIZ | I036230 | POSG46 | B | Test11466 | 11510 | C | NOS.
ADSL WIRING-ADD 5'-RES | I036231 | POSG47 | B | Test11467 | 11511 | C | NOS.
BILL COPY PRINT-PROVIDE B COPY | I036232 | POSG38 | B | Test11468 | 11512 | C | NOS.
DHIRAAGUTV REP JOYBOX (BLACK) | I036233 | POSG64 | B | Test11469 | 11513 | C | NOS.
DHIRAAGUTV REPLACE RCU (BLACK) | I036234 | POSG64 | B | Test11470 | 11514 | C | NOS.
DISPOSAL OF ASSET | I036235 | POSG52 | B | Test11471 | 11515 | C | NOS.
DOMAIN | I036236 | POSG41 | B | Test11472 | 11516 | C | NOS.
DOMAIN USER NAME CHANGE | I036237 | POSG41 | B | Test11473 | 11517 | C | NOS.
E-MAIL - SETUP CHARGE | I036238 | POSG49 | B | Test11474 | 11518 | C | NOS.
FAX FULL CHARGES | I036239 | POSG39 | B | Test11475 | 11519 | C | NOS.
FIB BAL CABLE CHARGE- BIZ | I036240 | POSG62 | B | Test11476 | 11520 | C | NOS.
FIB BAL CABLE CHARGE- RES | I036241 | POSG63 | B | Test11477 | 11521 | C | NOS.
FIB EXT MOVE-UNDER POT-BIZ | I036242 | POSG62 | B | Test11478 | 11522 | C | NOS.
FIB EXT MOVE-UNDER POT-RES | I036243 | POSG63 | B | Test11479 | 11523 | C | NOS.
FIB EXT MOVE-W CABLE-BIZ | I036244 | POSG62 | B | Test11480 | 11524 | C | NOS.
FIB EXT MOVE-W CABLE-RES | I036245 | POSG63 | B | Test11481 | 11525 | C | NOS.
FIB EXT MOVE>1.5YRS -BIZ | I036246 | POSG62 | B | Test11482 | 11526 | C | NOS.
FIB EXT MOVE>1.5YRS -RES | I036247 | POSG63 | B | Test11483 | 11527 | C | NOS.
FIB EXT MOV- BIZ | I036248 | POSG62 | B | Test11484 | 11528 | C | NOS.
FIB EXT MOV- RES | I036249 | POSG63 | B | Test11485 | 11529 | C | NOS.
FIB INSTALL- BIZ | I036250 | POSG62 | B | Test11486 | 11530 | C | NOS.
FIB INSTALL- RES | I036251 | POSG63 | B | Test11487 | 11531 | C | NOS.
FIB INSTALL- UNDER POT-BIZ | I036252 | POSG62 | B | Test11488 | 11532 | C | NOS.
FIB INSTALL- UNDER POT-RES | I036253 | POSG63 | B | Test11489 | 11533 | C | NOS.
FIB INSTALL- WITH CABLE-BIZ | I036254 | POSG62 | B | Test11490 | 11534 | C | NOS.
FIB INSTALL- WITH CABLE-RES | I036255 | POSG63 | B | Test11491 | 11535 | C | NOS.
FIB INTERNAL MOVE - BIZ | I036256 | POSG62 | B | Test11492 | 11536 | C | NOS.
FIB INTERNAL MOVE - RES | I036257 | POSG63 | B | Test11493 | 11537 | C | NOS.
FIB INTERNAL WIRING-BIZ | I036258 | POSG62 | B | Test11494 | 11538 | C | NOS.
FIB INTERNAL WIRING-RES | I036259 | POSG63 | B | Test11495 | 11539 | C | NOS.
FIB WIRING-ADD 5'- BIZ | I036260 | POSG62 | B | Test11496 | 11540 | C | NOS.
FIB WIRING-ADD 5'- RES | I036261 | POSG63 | B | Test11497 | 11541 | C | NOS.
FIBER SETUP CHARGE | I036262 | POSG47 | B | Test11498 | 11542 | C | NOS.
FP S6 | I036263 | POSG54 | B | Test11499 | 11543 | C | NOS.
FP S6E | I036264 | POSG54 | B | Test11500 | 11544 | C | NOS.
FULL AP S6 | I036265 | POSG54 | B | Test11501 | 11545 | C | NOS.
FULL AP S6E | I036266 | POSG54 | B | Test11502 | 11546 | C | NOS.
FULL BP S6 | I036267 | POSG55 | B | Test11503 | 11547 | C | NOS.
FULL BP S6E | I036268 | POSG55 | B | Test11504 | 11548 | C | NOS.
GEAR WATCH ACTIVE - FP | I036269 | POSG54 | B | Test11505 | 11549 | C | NOS.
HUAWEI MATE 20-128GB-FULL PAY | I036270 | POSG54 | B | Test11506 | 11550 | C | NOS.
HUAWEI MATE 20-128GB-ADV | I036271 | POSG54 | B | Test11507 | 11551 | C | NOS.
HUAWEI MATE 20 PRO-128GB-ADV | I036272 | POSG54 | B | Test11508 | 11552 | C | NOS.
HUAWEI MATE20 PRO-128GB-FULL P | I036273 | POSG54 | B | Test11509 | 11553 | C | NOS.
HUAWEI P30 128GB- FULL PAYMENT | I036274 | POSG54 | B | Test11510 | 11554 | C | NOS.
HUAWEI P30 128GB- ADVANCE | I036275 | POSG54 | B | Test11511 | 11555 | C | NOS.
HUAWEI P30 PRO 256GB - ADVANCE | I036276 | POSG54 | B | Test11512 | 11556 | C | NOS.
HUAWEI P30 PRO 256GB -FULL PAY | I036277 | POSG54 | B | Test11513 | 11557 | C | NOS.
INMARSAT LICENCE FEE | I036278 | POSG45 | B | Test11514 | 11558 | C | NOS.
INMARSAT ACTV. FEE | I036279 | POSG35 | B | Test11515 | 11559 | C | NOS.
INST6 AP S6 | I036280 | POSG54 | B | Test11516 | 11560 | C | NOS.
INST6 AP S6E | I036281 | POSG54 | B | Test11517 | 11561 | C | NOS.
INST9 AP S6 | I036282 | POSG54 | B | Test11518 | 11562 | C | NOS.
INST9 AP S6E | I036283 | POSG54 | B | Test11519 | 11563 | C | NOS.
INTERFLOOR DUCTING-PER FL -RES | I036284 | POSG47 | B | Test11520 | 11564 | C | NOS.
INTER-FLOOR DUCTING-PER FL-BIZ | I036285 | POSG46 | B | Test11521 | 11565 | C | NOS.
IPAD PRO-UPFRONT PAYMENT | I036286 | POSG54 | B | Test11522 | 11566 | C | NOS.
IPHONE 6S 128GB FP-PRM | I036287 | POSG54 | B | Test11523 | 11567 | C | NOS.
IPHONE 6S 16GB FP-PRM | I036288 | POSG54 | B | Test11524 | 11568 | C | NOS.
IPHONE 6S 64GB FP-PRM | I036289 | POSG54 | B | Test11525 | 11569 | C | NOS.
IPHONE 6S PLUS 128GB FP | I036290 | POSG54 | B | Test11526 | 11570 | C | NOS.
IPHONE 6S PLUS 16GB FP | I036291 | POSG54 | B | Test11527 | 11571 | C | NOS.
IPHONE 6S PLUS 16GB-PRM | I036292 | POSG54 | B | Test11528 | 11572 | C | NOS.
IPHONE 6S PLUS 64GB FP | I036293 | POSG54 | B | Test11529 | 11573 | C | NOS.
IPHONE 6S PLUS 64GB-PRM | I036294 | POSG54 | B | Test11530 | 11574 | C | NOS.
IPHONE 6S PLUS 16GB FP-PRM | I036295 | POSG54 | B | Test11531 | 11575 | C | NOS.
IPHONE 6S PLUS 128GB FP-PRM | I036296 | POSG54 | B | Test11532 | 11576 | C | NOS.
IPHONE 6S PLUS 64GB FP-PRM | I036297 | POSG54 | B | Test11533 | 11577 | C | NOS.
IPHONE 6S PLUS 128GB-PRM | I036298 | POSG54 | B | Test11534 | 11578 | C | NOS.
IPHONE 6S PLUS 128GB | I036299 | POSG54 | B | Test11535 | 11579 | C | NOS.
IPHONE 6S PLUS 64GB | I036300 | POSG54 | B | Test11536 | 11580 | C | NOS.
IPHONE 6S 128GB | I036301 | POSG54 | B | Test11537 | 11581 | C | NOS.
IPHONE 6S 128GB FP | I036302 | POSG54 | B | Test11538 | 11582 | C | NOS.
IPHONE 6S 128GB-PRM | I036303 | POSG54 | B | Test11539 | 11583 | C | NOS.
IPHONE 6S 16GB | I036304 | POSG54 | B | Test11540 | 11584 | C | NOS.
IPHONE 6S 16GB FP | I036305 | POSG54 | B | Test11541 | 11585 | C | NOS.
IPHONE 6S 16GB-PRM | I036306 | POSG54 | B | Test11542 | 11586 | C | NOS.
IPHONE 6S 64GB | I036307 | POSG54 | B | Test11543 | 11587 | C | NOS.
IPHONE 6S 64GB FP | I036308 | POSG54 | B | Test11544 | 11588 | C | NOS.
IPHONE 6S 64GB-PRM | I036309 | POSG54 | B | Test11545 | 11589 | C | NOS.
IPHONE 6S PLUS 16GB | I036310 | POSG54 | B | Test11546 | 11590 | C | NOS.
IPHONE 7 - ADV | I036311 | POSG54 | B | Test11547 | 11591 | C | NOS.
IPHONE 7 128 GB - FULL PAYMENT | I036312 | POSG54 | B | Test11548 | 11592 | C | NOS.
IPHONE 7 256 GB - FULL PAYMENT | I036313 | POSG54 | B | Test11549 | 11593 | C | NOS.
IPHONE 7 32 GB - FULL PAYMENT | I036314 | POSG54 | B | Test11550 | 11594 | C | NOS.
IPHONE 7 PLUS - ADVANCE | I036315 | POSG54 | B | Test11551 | 11595 | C | NOS.
IPHONE 7PLUS 32GB-FULL PAYMENT | I036316 | POSG54 | B | Test11552 | 11596 | C | NOS.
IPHONE 7PLUS128GB-FULL PAYMENT | I036317 | POSG54 | B | Test11553 | 11597 | C | NOS.
IPHONE 7PLUS256GB-FULL PAYMENT | I036318 | POSG54 | B | Test11554 | 11598 | C | NOS.
IPHONE 8 ADVANCE | I036319 | POSG54 | B | Test11555 | 11599 | C | NOS.
IPHONE 8 PLUS ADVANCE | I036320 | POSG54 | B | Test11556 | 11600 | C | NOS.
IPHONE 8-256GB - FP | I036321 | POSG54 | B | Test11557 | 11601 | C | NOS.
IPHONE 8-64GB - FP | I036322 | POSG54 | B | Test11558 | 11602 | C | NOS.
IPHONE 8PLUS 256GB - FP | I036323 | POSG54 | B | Test11559 | 11603 | C | NOS.
IPHONE 8PLUS 64GB-FP | I036324 | POSG54 | B | Test11560 | 11604 | C | NOS.
IPHONE SE 16GB ADVANCE PAYMENT | I036325 | POSG54 | B | Test11561 | 11605 | C | NOS.
IPHONE SE 16 GB FULL PAYMENT | I036326 | POSG54 | B | Test11562 | 11606 | C | NOS.
IPHONE SE 64 GB FULL PAYMENT | I036327 | POSG54 | B | Test11563 | 11607 | C | NOS.
IPHONE SE 64GB ADVANCE PAYMENT | I036328 | POSG54 | B | Test11564 | 11608 | C | NOS.
IPHONE SE EARLY TERM FEE 16 GB | I036329 | POSG55 | B | Test11565 | 11609 | C | NOS.
IPHONE SE EARLY TERM FEE 64 GB | I036330 | POSG55 | B | Test11566 | 11610 | C | NOS.
IPHONE X ADVANCE PAYMENT | I036331 | POSG54 | B | Test11567 | 11611 | C | NOS.
IPHONE X-256GB - FULL PAYMENT | I036332 | POSG54 | B | Test11568 | 11612 | C | NOS.
IPHONE X-64GB - FULL PAYMENT | I036333 | POSG54 | B | Test11569 | 11613 | C | NOS.
IPHONE XR-128GB-ADVANCE PAYMEN | I036334 | POSG54 | B | Test11570 | 11614 | C | NOS.
IPHONE XR-128GB-FULL PAYMENT | I036335 | POSG54 | B | Test11571 | 11615 | C | NOS.
IPHONE XR-256GB-ADVANCE PAYMEN | I036336 | POSG54 | B | Test11572 | 11616 | C | NOS.
IPHONE XR-256GB-FULL PAYMENT | I036337 | POSG54 | B | Test11573 | 11617 | C | NOS.
IPHONE XR-64GB-ADVANCE PAYMENT | I036338 | POSG54 | B | Test11574 | 11618 | C | NOS.
IPHONE XR-64GB-FULL PAYMENT | I036339 | POSG54 | B | Test11575 | 11619 | C | NOS.
IPHONE XS 256GB FULL PAYMENT | I036340 | POSG54 | B | Test11576 | 11620 | C | NOS.
IPHONE XS 512GB FP | I036341 | POSG54 | B | Test11577 | 11621 | C | NOS.
IPHONE XS 512GB-ADV | I036342 | POSG54 | B | Test11578 | 11622 | C | NOS.
IPHONE XS 64GB FP | I036343 | POSG54 | B | Test11579 | 11623 | C | NOS.
IPHONE XS MAX-ADV | I036344 | POSG54 | B | Test11580 | 11624 | C | NOS.
IPHONE XS MAX 256GB FP | I036345 | POSG54 | B | Test11581 | 11625 | C | NOS.
IPHONE XS MAX 512GB FP | I036346 | POSG54 | B | Test11582 | 11626 | C | NOS.
IPHONE XS MAX 64GB FP | I036347 | POSG54 | B | Test11583 | 11627 | C | NOS.
IPHONE XS 64GB, 256GB (ADV) | I036348 | POSG54 | B | Test11584 | 11628 | C | NOS.
JOY BOX REMOTE CONTROLLER | I036349 | POSG64 | B | Test11585 | 11629 | C | NOS.
JOYBOX CHARGE | I036350 | POSG64 | B | Test11586 | 11630 | C | NOS.
JOYBOX CHARGE | I036351 | POSG64 | B | Test11587 | 11631 | C | NOS.
JOYBOX NOT-RETURNED | I036352 | POSG64 | B | Test11588 | 11632 | C | NOS.
LOCAL TRAVEL - DHONI/BOAT HIRE | I036353 | POSG50 | B | Test11589 | 11633 | C | NOS.
MEGA ACCESS ELINE 100M - LOCAL | I036354 | POSG42 | B | Test11590 | 11634 | C | NOS.
MEGA ACCESS ELINE 1024M- LOCAL | I036355 | POSG42 | B | Test11591 | 11635 | C | NOS.
MEGA ACCESS ELINE 10M - LOCAL | I036356 | POSG42 | B | Test11592 | 11636 | C | NOS.
MEGA ACCESS ELINE 155M - LOCAL | I036357 | POSG42 | B | Test11593 | 11637 | C | NOS.
MEGA ACCESS ELINE 15M - LOCAL | I036358 | POSG42 | B | Test11594 | 11638 | C | NOS.
MEGA ACCESS ELINE 200M - LOCAL | I036359 | POSG42 | B | Test11595 | 11639 | C | NOS.
MEGA ACCESS ELINE 20M - LOCAL | I036360 | POSG42 | B | Test11596 | 11640 | C | NOS.
MEGA ACCESS ELINE 256K - LOCAL | I036361 | POSG42 | B | Test11597 | 11641 | C | NOS.
MEGA ACCESS ELINE 2M - LOCAL | I036362 | POSG42 | B | Test11598 | 11642 | C | NOS.
MEGA ACCESS ELINE 300M - LOCAL | I036363 | POSG42 | B | Test11599 | 11643 | C | NOS.
MEGA ACCESS ELINE 30M - LOCAL | I036364 | POSG42 | B | Test11600 | 11644 | C | NOS.
MEGA ACCESS ELINE 3M - LOCAL | I036365 | POSG42 | B | Test11601 | 11645 | C | NOS.
MEGA ACCESS ELINE 500M - LOCAL | I036366 | POSG42 | B | Test11602 | 11646 | C | NOS.
MEGA ACCESS ELINE 50M - LOCAL | I036367 | POSG42 | B | Test11603 | 11647 | C | NOS.
MEGA ACCESS ELINE 512K - LOCAL | I036368 | POSG42 | B | Test11604 | 11648 | C | NOS.
MEGA ACCESS ELINE 5M - LOCAL | I036369 | POSG42 | B | Test11605 | 11649 | C | NOS.
MEGA ACCESS ELINE 1M - LOCAL | I036370 | POSG42 | B | Test11606 | 11650 | C | NOS.
MEGA ACCESS EV 1M | I036371 | POSG42 | B | Test11607 | 11651 | C | NOS.
MEGA ACCESS EV 2M | I036372 | POSG42 | B | Test11608 | 11652 | C | NOS.
MEGA ACCESS EV 3M | I036373 | POSG42 | B | Test11609 | 11653 | C | NOS.
MEGA ACCESS EV 50M | I036374 | POSG42 | B | Test11610 | 11654 | C | NOS.
MEGA ACCESS EV 5M | I036375 | POSG42 | B | Test11611 | 11655 | C | NOS.
MEGA ACCESS EV10M | I036376 | POSG42 | B | Test11612 | 11656 | C | NOS.
MEGA ACCESS EV15M | I036377 | POSG42 | B | Test11613 | 11657 | C | NOS.
MEGA ACCESS EV20M | I036378 | POSG42 | B | Test11614 | 11658 | C | NOS.
MEGA ACCESS EV 256K | I036379 | POSG42 | B | Test11615 | 11659 | C | NOS.
MEGA ACCESS EV 30M | I036380 | POSG42 | B | Test11616 | 11660 | C | NOS.
MEGA ACCESS EV 512K | I036381 | POSG42 | B | Test11617 | 11661 | C | NOS.
MEGA ACCESS EV100M | I036382 | POSG42 | B | Test11618 | 11662 | C | NOS.
MNP - PORT-IN-CHARGES | I036383 | POSG57 | B | Test11619 | 11663 | C | NOS.
PABX TRUNK | I036384 | POSG37 | B | Test11620 | 11664 | C | NOS.
PABX TRUNK OFF MALE' | I036385 | POSG37 | B | Test11621 | 11665 | C | NOS.
PARALLEL PHONE INSTALLATION | I036386 | POSG36 | B | Test11622 | 11666 | C | NOS.
PC SETUP - BIZ | I036387 | POSG46 | B | Test11623 | 11667 | C | NOS.
PC SETUP - RES | I036388 | POSG47 | B | Test11624 | 11668 | C | NOS.
POST PAID RECONNECTION | I036389 | POSG39 | B | Test11625 | 11669 | C | NOS.
POST-PAID NICE NO - CATEGORY A | I036390 | POSG39 | B | Test11626 | 11670 | C | NOS.
POST - PAID NO CHANGE | I036391 | POSG39 | B | Test11627 | 11671 | C | NOS.
POST-PAID OWNERSHIP CHANGE | I036392 | POSG39 | B | Test11628 | 11672 | C | NOS.
POST - PAID SOS/TOS - 1 YEAR | I036393 | POSG39 | B | Test11629 | 11673 | C | NOS.
POST-PAID BROADBAND SIM CHARGE | I036394 | POSG66 | B | Test11630 | 11674 | C | NOS.
POST-PAID NICE NO - CATEGORY B | I036395 | POSG39 | B | Test11631 | 11675 | C | NOS.
POST-PAID NEW CONN. SERVICE | I036396 | POSG25 | B | Test11632 | 11676 | C | NOS.
POST-PAID SIM REPLACEMENT | I036397 | POSG67 | B | Test11633 | 11677 | C | NOS.
PRE-PAID NICE NO - CATEGORY A | I036398 | POSG40 | B | Test11634 | 11678 | C | NOS.
PRE-PAID NICE NO - CATEGORY B | I036399 | POSG40 | B | Test11635 | 11679 | C | NOS.
PRE-PIAD RETIRE SIM ACTIVATION | I036400 | POSG68 | B | Test11636 | 11680 | C | NOS.
PRE-PAID SIM REPLACEMENT | I036401 | POSG69 | B | Test11637 | 11681 | C | NOS.
POST-PAID NICE NO - 777 CAT A | I036402 | POSG39 | B | Test11638 | 11682 | C | NOS.
POST-PAID NICE NO - 777 CAT B | I036403 | POSG39 | B | Test11639 | 11683 | C | NOS.
POST-PAID SOS/TOS - 6 MONTHS | I036404 | POSG39 | B | Test11640 | 11684 | C | NOS.
RELOAD | I036405 | POSG22 | B | Test11641 | 11685 | C | NOS.
RELOAD-BILL PAY | I036406 | POSG70 | B | Test11642 | 11686 | C | NOS.
S799 CONTRACT INST12 AP S6E | I036407 | POSG54 | B | Test11643 | 11687 | C | NOS.
S799 CONTRACT INST12 AP S6 | I036408 | POSG54 | B | Test11644 | 11688 | C | NOS.
S799 CONTRACT FULL AP S6E | I036409 | POSG54 | B | Test11645 | 11689 | C | NOS.
S799 CONTRACT FULL BP S6E | I036410 | POSG55 | B | Test11646 | 11690 | C | NOS.
S799 CONTRACT FULL AP S6 | I036411 | POSG54 | B | Test11647 | 11691 | C | NOS.
S799 CONTRACT FULL BP S6 | I036412 | POSG55 | B | Test11648 | 11692 | C | NOS.
S799 CONTRACT FP S6 | I036413 | POSG54 | B | Test11649 | 11693 | C | NOS.
S799 CONTRACT FP S6E | I036414 | POSG54 | B | Test11650 | 11694 | C | NOS.
SAMSUNG GALAXY S8 + - FP | I036415 | POSG54 | B | Test11651 | 11695 | C | NOS.
SAMSUNG GALAXY S8 64GB - FP | I036416 | POSG54 | B | Test11652 | 11696 | C | NOS.
SAMSUNG GALAXY S8 ADV | I036417 | POSG54 | B | Test11653 | 11697 | C | NOS.
SAMSUNG GALAXY S8 + ADV | I036418 | POSG54 | B | Test11654 | 11698 | C | NOS.
SAMSUNG GALAXY NOTE 7 64GBAP | I036419 | POSG54 | B | Test11655 | 11699 | C | NOS.
SAMSUNG GALAXY NOTE 7 64GB FP | I036420 | POSG54 | B | Test11656 | 11700 | C | NOS.
SAMSUNG GALAXY NOTE-9 (ADV) | I036421 | POSG54 | B | Test11657 | 11701 | C | NOS.
SIP TRUNK INSTALLATION | I036422 | POSG37 | B | Test11658 | 11702 | C | NOS.
SAMSUNG GALAXY NOTE 8 -64GB AP | I036423 | POSG54 | B | Test11659 | 11703 | C | NOS.
SAMSUNG GALAXY NOTE 8 -64GB FP | I036424 | POSG54 | B | Test11660 | 11704 | C | NOS.
SAMSUNG GALAXY S7-ED 64GB FPAY | I036425 | POSG54 | B | Test11661 | 11705 | C | NOS.
SAMSG G S7-ED 64GB UPFRONT PAY | I036426 | POSG54 | B | Test11662 | 11706 | C | NOS.
SAMSUNG GALAXY NOTE10 256GB-FP | I036427 | POSG54 | B | Test11663 | 11707 | C | NOS.
SAMSUNG GALAXY NOTE10+256GB-FP | I036428 | POSG54 | B | Test11664 | 11708 | C | NOS.
SAMSUNG GALAXY NOTE10+512GB-FP | I036429 | POSG54 | B | Test11665 | 11709 | C | NOS.
SAMSUNG GALAXY S9+ (128GB) FP | I036430 | POSG54 | B | Test11666 | 11710 | C | NOS.
SAMSUNG GALAXY S7 32GB FULLPAY | I036431 | POSG54 | B | Test11667 | 11711 | C | NOS.
SAMSUNG GALAXY S7 32GB UPF.PAY | I036432 | POSG54 | B | Test11668 | 11712 | C | NOS.
SAMSUNG GALAXY S7 64 GB F.PAY | I036433 | POSG54 | B | Test11669 | 11713 | C | NOS.
SAMSUNG G S7 64 GB UPFRONT PAY | I036434 | POSG54 | B | Test11670 | 11714 | C | NOS.
SAMSUNG GALAXY S9 ADVANCE | I036435 | POSG54 | B | Test11671 | 11715 | C | NOS.
SAMSUNG GALAXY S9+ ADVANCE | I036436 | POSG54 | B | Test11672 | 11716 | C | NOS.
SAMSUNG GALAXY S9+ (64GB) FP | I036437 | POSG54 | B | Test11673 | 11717 | C | NOS.
SAMSUNG GALAXY S9 (128GB) FP | I036438 | POSG54 | B | Test11674 | 11718 | C | NOS.
SAMSUNG GALAXY S10+ 1TB - FP | I036439 | POSG54 | B | Test11675 | 11719 | C | NOS.
SAMSUNG GALAXY NOTE-9(128GB)FP | I036440 | POSG54 | B | Test11676 | 11720 | C | NOS.
SAMSUNG GALAXY NOTE-9(512GB)FP | I036441 | POSG54 | B | Test11677 | 11721 | C | NOS.
SAMSUNG GLXY S7EDGE 32GB F.PAY | I036442 | POSG54 | B | Test11678 | 11722 | C | NOS.
SAMSUNG GLXY S7ED 32GB UPF.PAY | I036443 | POSG54 | B | Test11679 | 11723 | C | NOS.
SAMSUNG GALAXY S10+ 128GB- ADV | I036444 | POSG54 | B | Test11680 | 11724 | C | NOS.
SAMSUNG GALAXY S10+ 512GB- ADV | I036445 | POSG54 | B | Test11681 | 11725 | C | NOS.
SAMSUNG GALAXY S10 128GB - FP | I036446 | POSG54 | B | Test11682 | 11726 | C | NOS.
SAMSUNG GALAXY S10+ 1TB - ADV | I036447 | POSG54 | B | Test11683 | 11727 | C | NOS.
SAMSUNG GALAXY S10 128GB - ADV | I036448 | POSG54 | B | Test11684 | 11728 | C | NOS.
SAMSUNG GALAXY S10+ 128GB - FP | I036449 | POSG54 | B | Test11685 | 11729 | C | NOS.
SAMSUNG GALAXY S10+ 512GB - FP | I036450 | POSG54 | B | Test11686 | 11730 | C | NOS.
SAMSUNG GALAXY NOTE10 256GB-AD | I036451 | POSG54 | B | Test11687 | 11731 | C | NOS.
SAMSUNG GALAXY NOTE10+256GB-AD | I036452 | POSG54 | B | Test11688 | 11732 | C | NOS.
SAMSUNG GALAXY NOTE10+512GB-AD | I036453 | POSG54 | B | Test11689 | 11733 | C | NOS.
SAMSUNG GALAXY S9 (64GB) FP | I036454 | POSG54 | B | Test11690 | 11734 | C | NOS.
SP CONTRACT INST12 AP S6 | I036455 | POSG54 | B | Test11691 | 11735 | C | NOS.
SP CONTRACT INST12 AP S6E | I036456 | POSG54 | B | Test11692 | 11736 | C | NOS.
SP CONTRACT FULL AP S6 | I036457 | POSG54 | B | Test11693 | 11737 | C | NOS.
SP CONTRACT FULL AP S6E | I036458 | POSG54 | B | Test11694 | 11738 | C | NOS.
SP CONTRACT FULL BP S6 | I036459 | POSG55 | B | Test11695 | 11739 | C | NOS.
SP CONTRACT FULL BP S6E | I036460 | POSG55 | B | Test11696 | 11740 | C | NOS.
SP CONTRACT FP S6 | I036461 | POSG54 | B | Test11697 | 11741 | C | NOS.
SP CONTRACT FP S6E | I036462 | POSG54 | B | Test11698 | 11742 | C | NOS.
STAFF ID CARD | I036463 | POSG43 | B | Test11699 | 11743 | C | NOS.
STAR PLUS SERVICES | I036464 | POSG38 | B | Test11700 | 11744 | C | NOS.
SUPER EXPRESS CHARGE-ADSL BUSI | I036465 | POSG36 | B | Test11701 | 11745 | C | NOS.
TEL INT WIRING-ADD - PER 5' | I036466 | POSG36 | B | Test11702 | 11746 | C | NOS.
TEL INTER-FLOOR DUCTING-PER FL | I036467 | POSG36 | B | Test11703 | 11747 | C | NOS.
TELE BALANCE CABLE CHGARGE | I036468 | POSG36 | B | Test11704 | 11748 | C | NOS.
TELEPHONE EXT MOVE-WITH CABLE | I036469 | POSG36 | B | Test11705 | 11749 | C | NOS.
TELEPHONE INSTALL-WITH CABLE | I036470 | POSG36 | B | Test11706 | 11750 | C | NOS.
TELEPHONE NICE NO - CATEGORY A | I036471 | POSG38 | B | Test11707 | 11751 | C | NOS.
TELEPHONE OWNERSHIP CHANGE | I036472 | POSG38 | B | Test11708 | 11752 | C | NOS.
TELEPHONE SUPER EXPRESS CHARGE | I036473 | POSG36 | B | Test11709 | 11753 | C | NOS.
TELEPHONE TOS/SOS - 1 YEAR | I036474 | POSG38 | B | Test11710 | 11754 | C | NOS.
TELEPHONE EXPRESS CHARGE | I036475 | POSG36 | B | Test11711 | 11755 | C | NOS.
TELEPHONE EXTERNAL MOVE | I036476 | POSG36 | B | Test11712 | 11756 | C | NOS.
TELEPHONE INSTALLATION | I036477 | POSG36 | B | Test11713 | 11757 | C | NOS.
TELEPHONE INTERNAL WIRING | I036478 | POSG36 | B | Test11714 | 11758 | C | NOS.
TELEPHONE INTERNAL MOVE | I036479 | POSG36 | B | Test11715 | 11759 | C | NOS.
TELEPHONE NICE NO - CATEGORY B | I036480 | POSG38 | B | Test11716 | 11760 | C | NOS.
TELEPHONE NO CHANGE | I036481 | POSG38 | B | Test11717 | 11761 | C | NOS.
TELEPHONE NO SWOP | I036482 | POSG38 | B | Test11718 | 11762 | C | NOS.
TELEPHONE RECONNECTION | I036483 | POSG38 | B | Test11719 | 11763 | C | NOS.
TELEPHONE TOS/SOS - 6 MONTHS | I036484 | POSG38 | B | Test11720 | 11764 | C | NOS.
THURAYA SIM REPLACEMENT FEE | I036485 | POSG65 | B | Test11721 | 11765 | C | NOS.
WEB HOSTING | I036486 | POSG41 | B | Test11722 | 11766 | C | NOS.
FIBER OWNERSHIP CHANGE - BIZ | I036487 | POSG62 | B | Test11723 | 11767 | C | NOS.
FIBER OWNERSHIP CHANGE - RES | I036488 | POSG63 | B | Test11724 | 11768 | C | NOS.
ADSL BAL CABLE CHARGE- BIZ | I036489 | POSG46 | B | Test11725 | 11769 | C | NOS.
ADSL BAL CABLE CHARGE- RES | I036490 | POSG47 | B | Test11726 | 11770 | C | NOS.